## BoQ1 (hidden)
Percentage BoQ
BoQ_Ver3.0 | Percentage | Normal | INR Only | INR
Select, At Par, Excess (+), Less (-) |  | IOCL
Tender Inviting Authority: CHIEF ENGINEER, THE ODISHA STATE POLICE HOUSING & WELFARE CORPORATION LTD.
Name of Work: Cluster for 1.Constn. of Academic Building-I (G+3) at- Berhampur University, 2. Constn. of Academic Building- II (G+2) at Berhampur University and 3.Constn. of COE Office & Valuation Zone (G+2) at Berhampur University.
Contract No: 23/OPHWC/2023-24
Name of the Bidder/ Bidding Firm / Company :
PRICE SCHEDULE (This BOQ template must not be modified/replaced by the bidder and the same should be uploaded after filling the relevent columns, else the bidder is liable to be rejected for this tender. Bidders are allowed to enter the Bidder Name and Values only )
NUMBER # | TEXT # | TEXT # | NUMBER # | TEXT # | NUMBER | NUMBER | TEXT | TEXT # | NUMBER # | TEXT# | TEXT # | NUMBER # | NUMBER | NUMBER | NUMBER | NUMBER | TEXT | TEXT | NUMBER | NUMBER | NUMBER | NUMBER | TEXT | TEXT | NUMBER | NUMBER | NUMBER | NUMBER | TEXT | TEXT | NUMBER | NUMBER | NUMBER | NUMBER | TEXT | TEXT | NUMBER | NUMBER | NUMBER | NUMBER | TEXT | TEXT | NUMBER | NUMBER | NUMBER # | NUMBER # | TEXT | TEXT | NUMBER # | NUMBER # | DATE | NUMBER # | NUMBER # | TEXT #
Sl. No. | Item Description | Item Code / Make | Quantity | Units | Estimated Rate in Rs. P |  |  | Addition / Deduction | Addition / Deduction Values | Currency Convertion against each Item | Quoted Currency in INR / Other Currency | BASIC RATE In Figures To be entered by the Bidder Rs. P | Excise Duty | VAT | Freight Charges ( Unloading & Stacking) | Any Other Taxes/Duties/Levies |  |  | Other Taxes 2 | IIIrd Party i.e DGS&D / RITES etc Inspection Charges @0.34%+Service Tax | Less for Cenvat Credit,if any respect of Supplies Under full Excise Duty Category | [30 empty] | TOTAL AMOUNT Without Taxes in Rs. P | TOTAL AMOUNT With Taxes | TOTAL AMOUNT In Words
1 | 2 | 3 | 4 | 5 | 6 | 7 | 8 | 9 | 10 | 11 | 12 | 13 | 14 | 15 | 16 | 17 | 18 | 19 | 20 | 21 | 22 | 23 | 24 | 25 | 26 | 27 | 28 | 29 | 30 | 31 | 32 | 33 | 34 | 35 | 36 | 37 | 38 | 39 | 40 | 41 | 42 | 43 | 44 | 45 | 46 | 47 | 48 | 49 | 50 | 51 | 52 | 53 | 54 | 55
1 | CVL | BI01010001010000000000000515BI0100001112 | [52 empty] | 1 | Construction of chamber for 100mm sluices valve | item1 | 10 | 1 Nos
2 | 50000000 "Earth work in hard soil or gravelly soil within 50m. initial lead and 1.5m. initial lift including rough dressing and breaking clodsto maximum 5cm. to 7cm. and laying and layers not exceeding 0.3m. in depth. " Ground Floor | BI01010001010000000000000515BI0100001113 | 385.01 | CUM | 197.61 |  |  | Excess(+) | 1 | Full Conversion | INR | [40 empty] | #VALUE! | #VALUE! | #VALUE! | 3 | Supplying, Conveying and fixing spls. Including ea | item4 | 10 | Nos
3 | 50000003 "Providing and laying plain cement concrete 1:4:8 (1 cement: 4 sand: 8 stone agregate 40mm nominal size) as levelling course in foundation and plinth etc. including tempering, curring, shuttering etc.complete all depth and height. " Ground Floor | BI01010001010000000000000515BI0100001114 | 65.26 | CUM | 4292.62 |  |  | Excess(+) | 1 | Full Conversion | INR | [40 empty] | #VALUE! | #VALUE! | #VALUE! | 1.01 | Supplying, Conveying and fixing spls. Including eart | item1 | 123.223 | Nos
4 | 50000008 "Providing and laying reinforced cement concret of M-20 grade with 20mm and down grade black hard grinite(crusher broken) stone chips including cost of all materials, labours T&P etc. Complete but excluding the cost of reinforcement. " Ground Floor | BI01010001010000000000000515BI0100001115 | 224.72 | CUM | 4753.9 |  |  | Excess(+) | 1 | Full Conversion | INR | [40 empty] | #VALUE! | #VALUE! | #VALUE! | 1.02 | Construction of chamber for 100mm sluice plates | item2 | 213 | Nos
5 | First Floor | BI01010001010000000000000515BI0100001116 | 85.45 | CUM | 4841.48 |  |  | Excess(+) | 1 | Full Conversion | INR | [40 empty] | #VALUE! | #VALUE! | #VALUE! | 2 | Construction of chamber for 100mm sluices valve | item3 | 10 | Nos
6 | Second Floor | BI01010001010000000000000515BI0100001117 | 86 | CUM | 4942.2 |  |  | Excess(+) | 1 | Full Conversion | INR | [40 empty] | #VALUE! | #VALUE! | #VALUE! | 2 | Construction of chamber for 100mm sluices valve | item3 | 10 | Nos
7 | Third Floor | BI01010001010000000000000515BI0100001118 | 86.27 | CUM | 5058.03 |  |  | Excess(+) | 1 | Full Conversion | INR | [40 empty] | #VALUE! | #VALUE! | #VALUE! | 3 | Supplying, Conveying and fixing spls. Including ea | item4 | 10 | Nos
8 | Forth Floor | BI01010001010000000000000515BI0100001119 | 15.56 | CUM | 5191.23 |  |  | Excess(+) | 1 | Full Conversion | INR | [40 empty] | #VALUE! | #VALUE! | #VALUE! | 1.02 | Construction of chamber for 100mm sluice plates | item2 | 213 | Nos
9 | 50000009 "Rigid and smooth centering and shuttering false, levelled works and dismentalling then after casting including cost of mterials complete for Plinth band & Column Footing. " Ground Floor | BI01010001010000000000000515BI0100001120 | 360.92 | SQM | 109.61 |  |  | Excess(+) | 1 | Full Conversion | INR | [40 empty] | #VALUE! | #VALUE! | #VALUE! | 2 | Construction of chamber for 100mm sluices valve | item3 | 10 | Nos
10 | 50000010 " Providing and fixing,centering,shuttering of lintels including removal of form work at all depth and height." Ground Floor | BI01010001010000000000000515BI0100001121 | 66.97 | SQM | 274.07 |  |  | Excess(+) | 1 | Full Conversion | INR | [40 empty] | #VALUE! | #VALUE! | #VALUE! | 3 | Supplying, Conveying and fixing spls. Including ea | item4 | 10 | Nos
11 | First Floor | BI01010001010000000000000515BI0100001122 | 68.16 | SQM | 328.88 |  |  | Excess(+) | 1 | Full Conversion | INR | [40 empty] | #VALUE! | #VALUE! | #VALUE! | 1.01 | Supplying, Conveying and fixing spls. Including eart | item1 | 123.223 | Nos
12 | Second Floor | BI01010001010000000000000515BI0100001123 | 67.15 | SQM | 394.66 |  |  | Excess(+) | 1 | Full Conversion | INR | [40 empty] | #VALUE! | #VALUE! | #VALUE!
13 | Third Floor | BI01010001010000000000000515BI0100001124 | 68.28 | SQM | 473.59 |  |  | Excess(+) | 1 | Full Conversion | INR | [40 empty] | #VALUE! | #VALUE! | #VALUE!
14 | Forth Floor | BI01010001010000000000000515BI0100001125 | 5.27 | SQM | 568.31 |  |  | Excess(+) | 1 | Full Conversion | INR | [40 empty] | #VALUE! | #VALUE! | #VALUE!
15 | 50000011 "Providing and fixing,centering,shuttering of griders beams,column etc including removal of forms work at all depth and heaight. " Ground Floor | BI01010001010000000000000515BI0100001126 | 449.74 | SQM | 761.18 |  |  | Excess(+) | 1 | Full Conversion | INR | [40 empty] | #VALUE! | #VALUE! | #VALUE!
16 | First Floor | BI01010001010000000000000515BI0100001127 | 348.88 | SQM | 913.42 |  |  | Excess(+) | 1 | Full Conversion | INR | [40 empty] | #VALUE! | #VALUE! | #VALUE!
17 | Second Floor | BI01010001010000000000000515BI0100001128 | 350.74 | SQM | 1096.1 |  |  | Excess(+) | 1 | Full Conversion | INR | [40 empty] | #VALUE! | #VALUE! | #VALUE!
18 | Third Floor | BI01010001010000000000000515BI0100001129 | 348.88 | SQM | 1315.32 |  |  | Excess(+) | 1 | Full Conversion | INR | [40 empty] | #VALUE! | #VALUE! | #VALUE!
19 | Forth Floor | BI01010001010000000000000515BI0100001130 | 51.03 | SQM | 1578.38 |  |  | Excess(+) | 1 | Full Conversion | INR | [40 empty] | #VALUE! | #VALUE! | #VALUE!
20 | 50000013 "Providing and fixing,centering,shuttering of R.C.C. slabs, staircase,Chajja,including removal of form work at all depth and height. " Ground Floor | BI01010001010000000000000515BI0100001131 | 385.71 | SQM | 445.01 |  |  | Excess(+) | 1 | Full Conversion | INR | [40 empty] | #VALUE! | #VALUE! | #VALUE!
21 | First Floor | BI01010001010000000000000515BI0100001132 | 358.64 | SQM | 534.01 |  |  | Excess(+) | 1 | Full Conversion | INR | [40 empty] | #VALUE! | #VALUE! | #VALUE!
22 | Second Floor | BI01010001010000000000000515BI0100001133 | 358.39 | SQM | 640.81 |  |  | Excess(+) | 1 | Full Conversion | INR | [40 empty] | #VALUE! | #VALUE! | #VALUE!
23 | Third Floor | BI01010001010000000000000515BI0100001134 | 359.82 | SQM | 768.97 |  |  | Excess(+) | 1 | Full Conversion | INR | [40 empty] | #VALUE! | #VALUE! | #VALUE!
24 | Forth Floor | BI01010001010000000000000515BI0100001135 | 67.32 | SQM | 922.76 |  |  | Excess(+) | 1 | Full Conversion | INR | [40 empty] | #VALUE! | #VALUE! | #VALUE!
25 | 50000017 "Supplying of filling sand in foundation and plinth including watering,ramming,consolidating and dressing,labours,tools, taxes etc., all complete as per the specification and direction of E.I.C. " Ground Floor | BI01010001010000000000000515BI0100001136 | 368.19 | CUM | 637.34 |  |  | Excess(+) | 1 | Full Conversion | INR | [40 empty] | #VALUE! | #VALUE! | #VALUE!
26 | 50000020 "12mm thick cement plaster in cement mortar 1:6 (1cement:6sand) including necessary scaffolding curring etc. All complete at all depth and height. for out side portion wall. " Ground Floor | BI01010001010000000000000515BI0100001137 | 739.53 | SQM | 143.59 |  |  | Excess(+) | 1 | Full Conversion | INR | [40 empty] | #VALUE! | #VALUE! | #VALUE!
27 | First Floor | BI01010001010000000000000515BI0100001138 | 687.56 | SQM | 149.29 |  |  | Excess(+) | 1 | Full Conversion | INR | [40 empty] | #VALUE! | #VALUE! | #VALUE!
28 | Second Floor | BI01010001010000000000000515BI0100001139 | 665.02 | SQM | 155.28 |  |  | Excess(+) | 1 | Full Conversion | INR | [40 empty] | #VALUE! | #VALUE! | #VALUE!
29 | Third Floor | BI01010001010000000000000515BI0100001140 | 669.38 | SQM | 161.57 |  |  | Excess(+) | 1 | Full Conversion | INR | [40 empty] | #VALUE! | #VALUE! | #VALUE!
30 | Forth Floor | BI01010001010000000000000515BI0100001141 | 227.31 | SQM | 168.17 |  |  | Excess(+) | 1 | Full Conversion | INR | [40 empty] | #VALUE! | #VALUE! | #VALUE!
31 | 50000021 "6mm thick cement plaster in cement mortar 1:4 (1 cement:4 sand) to R.C.C surfaces finished smmoth including closed deep chiping and slurry treatment with necessary scaffolding,curring etc. All complete at all depth and height.for inside and out side portion. " Ground Floor | BI01010001010000000000000515BI0100001142 | 524.81 | SQM | 159.04 |  |  | Excess(+) | 1 | Full Conversion | INR | [40 empty] | #VALUE! | #VALUE! | #VALUE!
32 | First Floor | BI01010001010000000000000515BI0100001143 | 503.56 | SQM | 163.03 |  |  | Excess(+) | 1 | Full Conversion | INR | [40 empty] | #VALUE! | #VALUE! | #VALUE!
33 | Second Floor | BI01010001010000000000000515BI0100001144 | 485.24 | SQM | 167.15 |  |  | Excess(+) | 1 | Full Conversion | INR | [40 empty] | #VALUE! | #VALUE! | #VALUE!
34 | Third Floor | BI01010001010000000000000515BI0100001145 | 500.99 | SQM | 171.39 |  |  | Excess(+) | 1 | Full Conversion | INR | [40 empty] | #VALUE! | #VALUE! | #VALUE!
35 | Forth Floor | BI01010001010000000000000515BI0100001146 | 71.45 | SQM | 175.76 |  |  | Excess(+) | 1 | Full Conversion | INR | [40 empty] | #VALUE! | #VALUE! | #VALUE!
36 | 50000022 "16mm thick cement plaster in cement mortar 1:6 (1 cement:6 sand)including necessary scaffolding curring etc. all complete at all depth and height. " Ground Floor | BI01010001010000000000000515BI0100001147 | 623.05 | SQM | 205.21 |  |  | Excess(+) | 1 | Full Conversion | INR | [40 empty] | #VALUE! | #VALUE! | #VALUE!
37 | First Floor | BI01010001010000000000000515BI0100001148 | 613.87 | SQM | 210.3 |  |  | Excess(+) | 1 | Full Conversion | INR | [40 empty] | #VALUE! | #VALUE! | #VALUE!
38 | Second Floor | BI01010001010000000000000515BI0100001149 | 595.65 | SQM | 215.54 |  |  | Excess(+) | 1 | Full Conversion | INR | [40 empty] | #VALUE! | #VALUE! | #VALUE!
39 | Third Floor | BI01010001010000000000000515BI0100001150 | 600 | SQM | 220.95 |  |  | Excess(+) | 1 | Full Conversion | INR | [40 empty] | #VALUE! | #VALUE! | #VALUE!
40 | Forth Floor | BI01010001010000000000000515BI0100001151 | 156.96 | SQM | 226.52 |  |  | Excess(+) | 1 | Full Conversion | INR | [40 empty] | #VALUE! | #VALUE! | #VALUE!
41 | 50000023 "Priming one coat with any approved primer on new work to give an even shade including scaffolding and cleaning the surface before application etc.complete. " Ground Floor | BI01010001010000000000000515BI0100001152 | 1748.25 | SQM | 59.75 |  |  | Excess(+) | 1 | Full Conversion | INR | [40 empty] | #VALUE! | #VALUE! | #VALUE!
42 | First Floor | BI01010001010000000000000515BI0100001153 | 1682.95 | SQM | 62.28 |  |  | Excess(+) | 1 | Full Conversion | INR | [40 empty] | #VALUE! | #VALUE! | #VALUE!
43 | Second Floor | BI01010001010000000000000515BI0100001154 | 1606.76 | SQM | 64.94 |  |  | Excess(+) | 1 | Full Conversion | INR | [40 empty] | #VALUE! | #VALUE! | #VALUE!
44 | Third Floor | BI01010001010000000000000515BI0100001155 | 1646.21 | SQM | 67.72 |  |  | Excess(+) | 1 | Full Conversion | INR | [40 empty] | #VALUE! | #VALUE! | #VALUE!
45 | Forth Floor | BI01010001010000000000000515BI0100001156 | 455.72 | SQM | 70.64 |  |  | Excess(+) | 1 | Full Conversion | INR | [40 empty] | #VALUE! | #VALUE! | #VALUE!
46 | 50000034 "Supplying ,fitting and fixing of M.S. grill,M.S levoured ventiletors including cost of labour,material,transportation etc. " Ground Floor | BI01010001010000000000000515BI0100001157 | 1636.9 | KG | 95.36 |  |  | Excess(+) | 1 | Full Conversion | INR | [40 empty] | #VALUE! | #VALUE! | #VALUE!
47 | First Floor | BI01010001010000000000000515BI0100001158 | 1477.08 | KG | 95.36 |  |  | Excess(+) | 1 | Full Conversion | INR | [40 empty] | #VALUE! | #VALUE! | #VALUE!
48 | Second Floor | BI01010001010000000000000515BI0100001159 | 1406.86 | KG | 95.36 |  |  | Excess(+) | 1 | Full Conversion | INR | [40 empty] | #VALUE! | #VALUE! | #VALUE!
49 | Third Floor | BI01010001010000000000000515BI0100001160 | 1450.45 | KG | 95.36 |  |  | Excess(+) | 1 | Full Conversion | INR | [40 empty] | #VALUE! | #VALUE! | #VALUE!
50 | Forth Floor | BI01010001010000000000000515BI0100001161 | 431.02 | KG | 95.36 |  |  | Excess(+) | 1 | Full Conversion | INR | [40 empty] | #VALUE! | #VALUE! | #VALUE!
51 | 50000039 "Cutting, bending, binding and placing in position of reinforcement steel for R.C.C. work including the cost of 16 S.W.G. binding wire, steel, labour tools etc." Ground Floor | BI01010001010000000000000515BI0100001162 | 251.6 | QTL | 9093.09 |  |  | Excess(+) | 1 | Full Conversion | INR | [40 empty] | #VALUE! | #VALUE! | #VALUE!
52 | First Floor | BI01010001010000000000000515BI0100001163 | 112.9 | QTL | 9117.69 |  |  | Excess(+) | 1 | Full Conversion | INR | [40 empty] | #VALUE! | #VALUE! | #VALUE!
53 | Second Floor | BI01010001010000000000000515BI0100001164 | 113.4 | QTL | 9143.52 |  |  | Excess(+) | 1 | Full Conversion | INR | [40 empty] | #VALUE! | #VALUE! | #VALUE!
54 | Third Floor | BI01010001010000000000000515BI0100001165 | 113.5 | QTL | 9170.64 |  |  | Excess(+) | 1 | Full Conversion | INR | [40 empty] | #VALUE! | #VALUE! | #VALUE!
55 | Forth Floor | BI01010001010000000000000515BI0100001166 | 18.5 | QTL | 9199.11 |  |  | Excess(+) | 1 | Full Conversion | INR | [40 empty] | #VALUE! | #VALUE! | #VALUE!
56 | 50000044 "Providing anti-termite treatment including labour and materials etc complete. " Ground Floor | BI01010001010000000000000515BI0100001167 | 355.62 | SQM | 35 |  |  | Excess(+) | 1 | Full Conversion | INR | [40 empty] | #VALUE! | #VALUE! | #VALUE!
57 | First Floor | BI01010001010000000000000515BI0100001168 | 352.21 | SQM | 35 |  |  | Excess(+) | 1 | Full Conversion | INR | [40 empty] | #VALUE! | #VALUE! | #VALUE!
58 | Second Floor | BI01010001010000000000000515BI0100001169 | 355.62 | SQM | 35 |  |  | Excess(+) | 1 | Full Conversion | INR | [40 empty] | #VALUE! | #VALUE! | #VALUE!
59 | Third Floor | BI01010001010000000000000515BI0100001170 | 352.21 | SQM | 35 |  |  | Excess(+) | 1 | Full Conversion | INR | [40 empty] | #VALUE! | #VALUE! | #VALUE!
60 | Forth Floor | BI01010001010000000000000515BI0100001171 | 49.03 | SQM | 35 |  |  | Excess(+) | 1 | Full Conversion | INR | [40 empty] | #VALUE! | #VALUE! | #VALUE!
61 | 50000057 "Drip course mould plaster 1:4 (1:cement :4 sand) including necessary scaffolding curing etc complete at all depth and height as per direction of site in charge. " Ground Floor | BI01010001010000000000000515BI0100001172 | 466.35 | RMT | 10.12 |  |  | Excess(+) | 1 | Full Conversion | INR | [40 empty] | #VALUE! | #VALUE! | #VALUE!
62 | First Floor | BI01010001010000000000000515BI0100001173 | 391.6 | RMT | 10.53 |  |  | Excess(+) | 1 | Full Conversion | INR | [40 empty] | #VALUE! | #VALUE! | #VALUE!
63 | Second Floor | BI01010001010000000000000515BI0100001174 | 385.05 | RMT | 10.97 |  |  | Excess(+) | 1 | Full Conversion | INR | [40 empty] | #VALUE! | #VALUE! | #VALUE!
64 | Third Floor | BI01010001010000000000000515BI0100001175 | 391.6 | RMT | 11.43 |  |  | Excess(+) | 1 | Full Conversion | INR | [40 empty] | #VALUE! | #VALUE! | #VALUE!
65 | Forth Floor | BI01010001010000000000000515BI0100001176 | 39.65 | RMT | 11.91 |  |  | Excess(+) | 1 | Full Conversion | INR | [40 empty] | #VALUE! | #VALUE! | #VALUE!
66 | 50000059 "Supplying,fitting & fixing of 4""dia P.V.C. rain water pipe with necessary fittings and all complete. " Ground Floor | BI01010001010000000000000515BI0100001177 | 48.6 | RMT | 132.25 |  |  | Excess(+) | 1 | Full Conversion | INR | [40 empty] | #VALUE! | #VALUE! | #VALUE!
67 | First Floor | BI01010001010000000000000515BI0100001178 | 48.6 | RMT | 132.25 |  |  | Excess(+) | 1 | Full Conversion | INR | [40 empty] | #VALUE! | #VALUE! | #VALUE!
68 | Second Floor | BI01010001010000000000000515BI0100001179 | 48.6 | RMT | 132.25 |  |  | Excess(+) | 1 | Full Conversion | INR | [40 empty] | #VALUE! | #VALUE! | #VALUE!
69 | Third Floor | BI01010001010000000000000515BI0100001180 | 48.6 | RMT | 132.25 |  |  | Excess(+) | 1 | Full Conversion | INR | [40 empty] | #VALUE! | #VALUE! | #VALUE!
70 | Forth Floor | BI01010001010000000000000515BI0100001181 | 6 | RMT | 132.25 |  |  | Excess(+) | 1 | Full Conversion | INR | [40 empty] | #VALUE! | #VALUE! | #VALUE!
71 | 50000063 " One coat of priming with approved primer over new wood work. " Ground Floor | BI01010001010000000000000515BI0100001182 | 72.54 | SQM | 60.41 |  |  | Excess(+) | 1 | Full Conversion | INR | [40 empty] | #VALUE! | #VALUE! | #VALUE!
72 | First Floor | BI01010001010000000000000515BI0100001183 | 70.74 | SQM | 61.93 |  |  | Excess(+) | 1 | Full Conversion | INR | [40 empty] | #VALUE! | #VALUE! | #VALUE!
73 | Second Floor | BI01010001010000000000000515BI0100001184 | 70.74 | SQM | 63.49 |  |  | Excess(+) | 1 | Full Conversion | INR | [40 empty] | #VALUE! | #VALUE! | #VALUE!
74 | Third Floor | BI01010001010000000000000515BI0100001185 | 20.12 | SQM | 65.1 |  |  | Excess(+) | 1 | Full Conversion | INR | [40 empty] | #VALUE! | #VALUE! | #VALUE!
75 | 50000071 "2.5 cm thick grading concrete (1:2:2) on roof slab with 6mm size hard grinite chips on new work including cost of labour,material,T&P etc all complete. " Ground Floor | BI01010001010000000000000515BI0100001186 | 28.5 | SQM | 296.89 |  |  | Excess(+) | 1 | Full Conversion | INR | [40 empty] | #VALUE! | #VALUE! | #VALUE!
76 | Third Floor | BI01010001010000000000000515BI0100001187 | 293.22 | SQM | 397.62 |  |  | Excess(+) | 1 | Full Conversion | INR | [40 empty] | #VALUE! | #VALUE! | #VALUE!
77 | Forth Floor | BI01010001010000000000000515BI0100001188 | 40.55 | SQM | 441.75 |  |  | Excess(+) | 1 | Full Conversion | INR | [40 empty] | #VALUE! | #VALUE! | #VALUE!
78 | 50000076 "Plinth protection with side brick masionary wall ( 1:6 ) inside sand filling over which 100 mm. thick dry rammed brick khoa packed & over that 50 mm. thick C.C ( 1:4 ) with cement plastering ( 1:4 ) in proper slope. " Ground Floor | BI01010001010000000000000515BI0100001189 | 75.9 | SQM | 1740.22 |  |  | Excess(+) | 1 | Full Conversion | INR | [40 empty] | #VALUE! | #VALUE! | #VALUE!
79 | 50000542 Supplying and fitting, fixing of industrial paver tiles including cost of tile, material,labour T & P etc. Ground Floor | BI01010001010000000000000515BI0100001190 | 45.1 | SQM | 867.28 |  |  | Excess(+) | 1 | Full Conversion | INR | [40 empty] | #VALUE! | #VALUE! | #VALUE!
80 | 50000884 "Enamel painting two coats including cost of all materials cleaning,brushes,putty etc. " Ground Floor | BI01010001010000000000000515BI0100001191 | 55.08 | SQM | 138.95 |  |  | Excess(+) | 1 | Full Conversion | INR | [40 empty] | #VALUE! | #VALUE! | #VALUE!
81 | First Floor | BI01010001010000000000000515BI0100001192 | 54.9 | SQM | 142.55 |  |  | Excess(+) | 1 | Full Conversion | INR | [40 empty] | #VALUE! | #VALUE! | #VALUE!
82 | Second Floor | BI01010001010000000000000515BI0100001193 | 52.29 | SQM | 146.25 |  |  | Excess(+) | 1 | Full Conversion | INR | [40 empty] | #VALUE! | #VALUE! | #VALUE!
83 | Third Floor | BI01010001010000000000000515BI0100001194 | 53.91 | SQM | 150.07 |  |  | Excess(+) | 1 | Full Conversion | INR | [40 empty] | #VALUE! | #VALUE! | #VALUE!
84 | Forth Floor | BI01010001010000000000000515BI0100001195 | 20.12 | SQM | 154 |  |  | Excess(+) | 1 | Full Conversion | INR | [40 empty] | #VALUE! | #VALUE! | #VALUE!
85 | 50000964 Fixing of Granite Flooring in floors, Treads <(><<)>(>&<(><<)>)> Landings on 25mm thick bed of cement mortar 1:1 jointed with neat cement slury mixed with pigment to match the shades of the Granite including rubbing and polishing complete etc. Ground Floor | BI01010001010000000000000515BI0100001196 | 51.15 | SQM | 1688.93 |  |  | Excess(+) | 1 | Full Conversion | INR | [40 empty] | #VALUE! | #VALUE! | #VALUE!
86 | First Floor | BI01010001010000000000000515BI0100001197 | 51.15 | SQM | 1710.86 |  |  | Excess(+) | 1 | Full Conversion | INR | [40 empty] | #VALUE! | #VALUE! | #VALUE!
87 | Second Floor | BI01010001010000000000000515BI0100001198 | 51.15 | SQM | 1733.88 |  |  | Excess(+) | 1 | Full Conversion | INR | [40 empty] | #VALUE! | #VALUE! | #VALUE!
88 | Third Floor | BI01010001010000000000000515BI0100001199 | 51.15 | SQM | 1758.06 |  |  | Excess(+) | 1 | Full Conversion | INR | [40 empty] | #VALUE! | #VALUE! | #VALUE!
89 | 50001303 Fly Ash brick masonary in cement mortar 1:6:(1 cement:6 sand) using Fly Ash bricks of 23cm x 11cm x 8cm having crushing strength not less than 75kg./Cm2 per sqcm with dimentional tolerance +/- 2% including watering, curing and cost, conveyance, royalty of all materials & cost of labour etc complete. In Foundation & Plinth Ground Floor | BI01010001010000000000000515BI0100001200 | 28.2 | CUM | 4144.69 |  |  | Excess(+) | 1 | Full Conversion | INR | [40 empty] | #VALUE! | #VALUE! | #VALUE!
90 | 50001305 Fly Ash brick masonary in cement mortar 1:6:(1 cement:6 sand) using Fly Ash bricks of 23cm x 11cm x 8cm having crushing strength not less than 75kg./Cm2 per sqcm with dimentional tolerance +/- 2% including watering, curing and cost, conveyance, royalty of all materials & cost of labour etc complete. In Superstructure. Ground Floor | BI01010001010000000000000515BI0100001201 | 107.49 | CUM | 4177.69 |  |  | Excess(+) | 1 | Full Conversion | INR | [40 empty] | #VALUE! | #VALUE! | #VALUE!
91 | First Floor | BI01010001010000000000000515BI0100001202 | 112.1 | CUM | 4453.49 |  |  | Excess(+) | 1 | Full Conversion | INR | [40 empty] | #VALUE! | #VALUE! | #VALUE!
92 | Second Floor | BI01010001010000000000000515BI0100001203 | 108.13 | CUM | 4770.67 |  |  | Excess(+) | 1 | Full Conversion | INR | [40 empty] | #VALUE! | #VALUE! | #VALUE!
93 | Third Floor | BI01010001010000000000000515BI0100001204 | 108.61 | CUM | 5135.43 |  |  | Excess(+) | 1 | Full Conversion | INR | [40 empty] | #VALUE! | #VALUE! | #VALUE!
94 | Forth Floor | BI01010001010000000000000515BI0100001205 | 31.05 | CUM | 5554.9 |  |  | Excess(+) | 1 | Full Conversion | INR | [40 empty] | #VALUE! | #VALUE! | #VALUE!
95 | 50001311 Fly Ash brick masonary in cement mortar 1:4:(1 cement:6 sand) using Fly Ash bricks of 23cm x 11cm x 8cm having crushing strength not less than 75kg./Cm2 per sqcm with dimentional tolerance +/- 2% including watering, curing and cost, conveyance, royalty of all materials & cost of labour etc complete. In Superstructure. Ground Floor | BI01010001010000000000000515BI0100001206 | 25.13 | CUM | 4365.71 |  |  | Excess(+) | 1 | Full Conversion | INR | [40 empty] | #VALUE! | #VALUE! | #VALUE!
96 | First Floor | BI01010001010000000000000515BI0100001207 | 20.23 | CUM | 4641.51 |  |  | Excess(+) | 1 | Full Conversion | INR | [40 empty] | #VALUE! | #VALUE! | #VALUE!
97 | Second Floor | BI01010001010000000000000515BI0100001208 | 20.78 | CUM | 4958.69 |  |  | Excess(+) | 1 | Full Conversion | INR | [40 empty] | #VALUE! | #VALUE! | #VALUE!
98 | Third Floor | BI01010001010000000000000515BI0100001209 | 20.23 | CUM | 5323.45 |  |  | Excess(+) | 1 | Full Conversion | INR | [40 empty] | #VALUE! | #VALUE! | #VALUE!
99 | Forth Floor | BI01010001010000000000000515BI0100001210 | 1.86 | CUM | 5742.92 |  |  | Excess(+) | 1 | Full Conversion | INR | [40 empty] | #VALUE! | #VALUE! | #VALUE!
100 | 50001814 Providing & Fixing UPVC glazed sliding window with frames and shases shall be from white UPVC profile which shall have 3 hollow chambers from front to back depth of 65/118 mm. All section of frame and shases shall be reinforced with galvanized mild steel in single continious length,window shall be such that glazing or reglazing on site possible without the need to remove the outer frame from the structure of the building.The glazing must be used 5mm thick reflective glass complete in all respect as per the direction of the Engineer-In -Charge. Ground Floor | BI01010001010000000000000515BI0100001211 | 49.32 | SQM | 5357.14 |  |  | Excess(+) | 1 | Full Conversion | INR | [40 empty] | #VALUE! | #VALUE! | #VALUE!
101 | First Floor | BI01010001010000000000000515BI0100001212 | 54.9 | SQM | 5357.14 |  |  | Excess(+) | 1 | Full Conversion | INR | [40 empty] | #VALUE! | #VALUE! | #VALUE!
102 | Second Floor | BI01010001010000000000000515BI0100001213 | 52.29 | SQM | 5357.14 |  |  | Excess(+) | 1 | Full Conversion | INR | [40 empty] | #VALUE! | #VALUE! | #VALUE!
103 | Third Floor | BI01010001010000000000000515BI0100001214 | 53.91 | SQM | 5357.14 |  |  | Excess(+) | 1 | Full Conversion | INR | [40 empty] | #VALUE! | #VALUE! | #VALUE!
104 | Forth Floor | BI01010001010000000000000515BI0100001215 | 5.94 | SQM | 5357.14 |  |  | Excess(+) | 1 | Full Conversion | INR | [40 empty] | #VALUE! | #VALUE! | #VALUE!
105 | 50004475 Providing & Fixing of ISI marked 30 mm thick Flush Door Shutters finished with 1mm thick lamination both side total thickness of 32mm flush door Shutter with 4 Nos SS butt Hinges (125x85x5.5), 2 Nos SS Tower Bolt(250x10), 1 No SS Aldrop (400 X 300), 1 No Floor type double door stopper, 2 Nos SS Handle of size 150mm, Teak wood Leaping around the edges, 1 No. Back Buffer with all materials, adhesives etc complete. (Excluding door closure, ornamental handle & Mortice Lock). As per the direction of Engineer-in-Charge. (Green /KIT /Century) [NSWI] Ground Floor | BI01010001010000000000000515BI0100001216 | 4.11 | SQM | 6956.95 |  |  | Excess(+) | 1 | Full Conversion | INR | [40 empty] | #VALUE! | #VALUE! | #VALUE!
106 | First Floor | BI01010001010000000000000515BI0100001217 | 6.7 | SQM | 6956.95 |  |  | Excess(+) | 1 | Full Conversion | INR | [40 empty] | #VALUE! | #VALUE! | #VALUE!
107 | Second Floor | BI01010001010000000000000515BI0100001218 | 4.11 | SQM | 6956.95 |  |  | Excess(+) | 1 | Full Conversion | INR | [40 empty] | #VALUE! | #VALUE! | #VALUE!
108 | Third Floor | BI01010001010000000000000515BI0100001219 | 6.7 | SQM | 6956.95 |  |  | Excess(+) | 1 | Full Conversion | INR | [40 empty] | #VALUE! | #VALUE! | #VALUE!
109 | 50004486 Providing & Fixing of ISI marked 30 mm thick Flush Door Shutters finished with 1mm thick lamination both side total thickness of 32mm flush door Shutter with 8 Nos SS butt Hinges (125x85x5.5), 4 Nos SS Tower Bolt(250x10), 1 No SS Aldrop (400 X 300), 2 No Floor type double door stopper, 4 Nos SS Handle of size 150mm, Teak wood Leaping around the edges, 2 Nos. Back Buffer with all materials, adhesives etc complete. (Excluding door closure, ornamental handle & Mortice Lock). As per the direction of Engineer-in-Charge. (Green/KIT/Century) [NSWI] Ground Floor | BI01010001010000000000000515BI0100001220 | 16.45 | SQM | 7446.42 |  |  | Excess(+) | 1 | Full Conversion | INR | [40 empty] | #VALUE! | #VALUE! | #VALUE!
110 | First Floor | BI01010001010000000000000515BI0100001221 | 16.45 | SQM | 7446.42 |  |  | Excess(+) | 1 | Full Conversion | INR | [40 empty] | #VALUE! | #VALUE! | #VALUE!
111 | Second Floor | BI01010001010000000000000515BI0100001222 | 16.45 | SQM | 7446.42 |  |  | Excess(+) | 1 | Full Conversion | INR | [40 empty] | #VALUE! | #VALUE! | #VALUE!
112 | Third Floor | BI01010001010000000000000515BI0100001223 | 19.74 | SQM | 7446.42 |  |  | Excess(+) | 1 | Full Conversion | INR | [40 empty] | #VALUE! | #VALUE! | #VALUE!
113 | 50004496 Providing & Fixing of Factory made WPC Door Frame of size 125x65 provided with plug-in socket arrangement and joined together by screws. The finished door frame units be of approved colour using high quality pigments complete in all respect as per specification and as per the direction of Engineer-in-Charge.(Century) [NSWI] Ground Floor | BI01010001010000000000000515BI0100001224 | 71.4 | RMT | 1683.56 |  |  | Excess(+) | 1 | Full Conversion | INR | [40 empty] | #VALUE! | #VALUE! | #VALUE!
114 | First Floor | BI01010001010000000000000515BI0100001225 | 71.85 | RMT | 1683.56 |  |  | Excess(+) | 1 | Full Conversion | INR | [40 empty] | #VALUE! | #VALUE! | #VALUE!
115 | Second Floor | BI01010001010000000000000515BI0100001226 | 71.4 | RMT | 1683.56 |  |  | Excess(+) | 1 | Full Conversion | INR | [40 empty] | #VALUE! | #VALUE! | #VALUE!
116 | Third Floor | BI01010001010000000000000515BI0100001227 | 78.15 | RMT | 1683.56 |  |  | Excess(+) | 1 | Full Conversion | INR | [40 empty] | #VALUE! | #VALUE! | #VALUE!
117 | 50004506 Providing & Fixing of Single leaf solid WPC door shutter of 30 mm thick compacted with wood grain finished with 2 Nos SS Handles (150 mm), 2 Nos SS Tower Bolt (250x10), 1 No SS Aldrop (400 X 300), 4 Nos. SS Butt Hinges (125x8.5x5.5), Backside Buffer with all necessary fittings Complete with approved colour as per the direction of Engineer-in-Charge. (Century) [NSWI] Ground Floor | BI01010001010000000000000515BI0100001228 | 9.05 | SQM | 7035.06 |  |  | Excess(+) | 1 | Full Conversion | INR | [40 empty] | #VALUE! | #VALUE! | #VALUE!
118 | First Floor | BI01010001010000000000000515BI0100001229 | 7.52 | SQM | 7035.06 |  |  | Excess(+) | 1 | Full Conversion | INR | [40 empty] | #VALUE! | #VALUE! | #VALUE!
119 | Second Floor | BI01010001010000000000000515BI0100001230 | 9.05 | SQM | 7035.06 |  |  | Excess(+) | 1 | Full Conversion | INR | [40 empty] | #VALUE! | #VALUE! | #VALUE!
120 | Third Floor | BI01010001010000000000000515BI0100001231 | 7.52 | SQM | 7035.06 |  |  | Excess(+) | 1 | Full Conversion | INR | [40 empty] | #VALUE! | #VALUE! | #VALUE!
121 | 50004526 Supplying, Fitting & Fixing of 10 mm thick Digital Glazed Vitrified Tile/Double charged full body vitrified tile in floor of size 600mm x 600mm of approved shade laid on 25 MM THICK cement mortar (1:1) and filling joints with epoxy grout (2mm) of approved quality including cost of all materials, labour T & P etc required for the works all complete as per direction of Engineer-in-Charge. (For new work only) (SOMANY/ KAJURIA/ NITCO / RAK/VARMORA) [NSWI] Ground Floor | BI01010001010000000000000515BI0100001232 | 301.2 | SQM | 1200.88 |  |  | Excess(+) | 1 | Full Conversion | INR | [40 empty] | #VALUE! | #VALUE! | #VALUE!
122 | First Floor | BI01010001010000000000000515BI0100001233 | 230.41 | SQM | 1211.01 |  |  | Excess(+) | 1 | Full Conversion | INR | [40 empty] | #VALUE! | #VALUE! | #VALUE!
123 | Second Floor | BI01010001010000000000000515BI0100001234 | 250.89 | SQM | 1221.65 |  |  | Excess(+) | 1 | Full Conversion | INR | [40 empty] | #VALUE! | #VALUE! | #VALUE!
124 | Third Floor | BI01010001010000000000000515BI0100001235 | 255.88 | SQM | 1232.83 |  |  | Excess(+) | 1 | Full Conversion | INR | [40 empty] | #VALUE! | #VALUE! | #VALUE!
125 | 50004546 Providing, Fixing & Fitting Anti-skid vitrified floor tiles of 9mm thick of size 300mm x 300mm laid over 25mm Cement mortar (1:1) laid in proper slope and filling joints with epoxy grout (2mm) including cost, conveyance, loading, unloading, stacking, royalties and taxes of all Materials, cost of all Labour, Sundries, T & P required for the work, etc. complete in all respect as per the direction of the Engineer-in-charge. (SOMANY/ KAJARIA/ NITCO / RAK). [NSWI] Ground Floor | BI01010001010000000000000515BI0100001236 | 30.41 | SQM | 829.8 |  |  | Excess(+) | 1 | Full Conversion | INR | [40 empty] | #VALUE! | #VALUE! | #VALUE!
126 | First Floor | BI01010001010000000000000515BI0100001237 | 27.89 | SQM | 839.93 |  |  | Excess(+) | 1 | Full Conversion | INR | [40 empty] | #VALUE! | #VALUE! | #VALUE!
127 | Second Floor | BI01010001010000000000000515BI0100001238 | 30.41 | SQM | 850.57 |  |  | Excess(+) | 1 | Full Conversion | INR | [40 empty] | #VALUE! | #VALUE! | #VALUE!
128 | Third Floor | BI01010001010000000000000515BI0100001239 | 27.89 | SQM | 861.75 |  |  | Excess(+) | 1 | Full Conversion | INR | [40 empty] | #VALUE! | #VALUE! | #VALUE!
129 | 50004556 Providing, Fixing & Fitting Ceramic glazed tiles on wall of size 300mmx450mm of approved shade on 12mm thick cement mortar of mix (1:3) and grouted with epoxy grout including cost, conveyance, loading, unloading, stacking, royalties and taxes of all Materials, cost of all Labour, Sundries, T & P required for the work, etc. complete in all respect as directed by the Engineer-in-charge. (SOMANY/ KAJARIA/ NITCO / RAK) [NSWI] Ground Floor | BI01010001010000000000000515BI0100001240 | 113.64 | SQM | 906.93 |  |  | Excess(+) | 1 | Full Conversion | INR | [40 empty] | #VALUE! | #VALUE! | #VALUE!
130 | First Floor | BI01010001010000000000000515BI0100001241 | 99.6 | SQM | 922.18 |  |  | Excess(+) | 1 | Full Conversion | INR | [40 empty] | #VALUE! | #VALUE! | #VALUE!
131 | Second Floor | BI01010001010000000000000515BI0100001242 | 113.64 | SQM | 938.19 |  |  | Excess(+) | 1 | Full Conversion | INR | [40 empty] | #VALUE! | #VALUE! | #VALUE!
132 | Third Floor | BI01010001010000000000000515BI0100001243 | 99.6 | SQM | 955 |  |  | Excess(+) | 1 | Full Conversion | INR | [40 empty] | #VALUE! | #VALUE! | #VALUE!
133 | 50004566 Painting two coats of Anti-fungal weather coat, water proofing paint including scaffolding and cleaning the surface before application. (ASIAN (ULTIMA) / BURGER (Anti Dust) / and DULUX (Weather Shield).[NSWI] Ground Floor | BI01010001010000000000000515BI0100001244 | 517.9 | SQM | 106.76 |  |  | Excess(+) | 1 | Full Conversion | INR | [40 empty] | #VALUE! | #VALUE! | #VALUE!
134 | First Floor | BI01010001010000000000000515BI0100001245 | 448.04 | SQM | 109.49 |  |  | Excess(+) | 1 | Full Conversion | INR | [40 empty] | #VALUE! | #VALUE! | #VALUE!
135 | Second Floor | BI01010001010000000000000515BI0100001246 | 445.59 | SQM | 112.35 |  |  | Excess(+) | 1 | Full Conversion | INR | [40 empty] | #VALUE! | #VALUE! | #VALUE!
136 | Third Floor | BI01010001010000000000000515BI0100001247 | 434.4 | SQM | 115.35 |  |  | Excess(+) | 1 | Full Conversion | INR | [40 empty] | #VALUE! | #VALUE! | #VALUE!
137 | Forth Floor | BI01010001010000000000000515BI0100001248 | 248.68 | SQM | 118.5 |  |  | Excess(+) | 1 | Full Conversion | INR | [40 empty] | #VALUE! | #VALUE! | #VALUE!
138 | 50004576 Wall painting two coats with plastic emulsion paint of approved shade including scaffolding and cleaning the surface before application.(ASIAN (Premium Emulsion)/BURGER (Easy Clean)/DULUX (Super Clean). [NSWI] Ground Floor | BI01010001010000000000000515BI0100001249 | 1230.35 | SQM | 104.93 |  |  | Excess(+) | 1 | Full Conversion | INR | [40 empty] | #VALUE! | #VALUE! | #VALUE!
139 | First Floor | BI01010001010000000000000515BI0100001250 | 1234.91 | SQM | 106.56 |  |  | Excess(+) | 1 | Full Conversion | INR | [40 empty] | #VALUE! | #VALUE! | #VALUE!
140 | Second Floor | BI01010001010000000000000515BI0100001251 | 1161.17 | SQM | 108.24 |  |  | Excess(+) | 1 | Full Conversion | INR | [40 empty] | #VALUE! | #VALUE! | #VALUE!
141 | Third Floor | BI01010001010000000000000515BI0100001252 | 1211.81 | SQM | 109.98 |  |  | Excess(+) | 1 | Full Conversion | INR | [40 empty] | #VALUE! | #VALUE! | #VALUE!
142 | Forth Floor | BI01010001010000000000000515BI0100001253 | 207.04 | SQM | 111.76 |  |  | Excess(+) | 1 | Full Conversion | INR | [40 empty] | #VALUE! | #VALUE! | #VALUE!
143 | 50004586 Supplying, fitting and fixing of Stainless steel of 304 grade in hand railing using 50mm dia of 2mm thick circular pipe with Balustrade of size 38mm x 38mm x 2mm @ 0.90mtr. C/C and stainless square pipe bracing of size 32mm x 32mm x 2mm in 3 rows in stair case as per approved design and specification, buffing, polishing etc with cost, conveyance, taxes of all materials, labour, T&P etc. required for the complete in all respect. [NSWI] Ground Floor | BI01010001010000000000000515BI0100001254 | 339.49 | KG | 512.27 |  |  | Excess(+) | 1 | Full Conversion | INR | [40 empty] | #VALUE! | #VALUE! | #VALUE!
144 | First Floor | BI01010001010000000000000515BI0100001255 | 163.46 | KG | 512.27 |  |  | Excess(+) | 1 | Full Conversion | INR | [40 empty] | #VALUE! | #VALUE! | #VALUE!
145 | Second Floor | BI01010001010000000000000515BI0100001256 | 163.46 | KG | 512.27 |  |  | Excess(+) | 1 | Full Conversion | INR | [40 empty] | #VALUE! | #VALUE! | #VALUE!
146 | Third Floor | BI01010001010000000000000515BI0100001257 | 163.46 | KG | 512.27 |  |  | Excess(+) | 1 | Full Conversion | INR | [40 empty] | #VALUE! | #VALUE! | #VALUE!
147 | 50004636 Finishing wall surface of walls with Acrylic wall putty (Water based) of approved make and finished smooth and even surface to receive painting including cost of scaffolding staging charges with cost of all materials ,labour T&P etc complete.(N.S.W.I) Ground Floor | BI01010001010000000000000515BI0100001258 | 1230.35 | SQM | 101.51 |  |  | Excess(+) | 1 | Full Conversion | INR | [40 empty] | #VALUE! | #VALUE! | #VALUE!
148 | First Floor | BI01010001010000000000000515BI0100001259 | 1234.91 | SQM | 102.89 |  |  | Excess(+) | 1 | Full Conversion | INR | [40 empty] | #VALUE! | #VALUE! | #VALUE!
149 | Second Floor | BI01010001010000000000000515BI0100001260 | 1161.17 | SQM | 104.32 |  |  | Excess(+) | 1 | Full Conversion | INR | [40 empty] | #VALUE! | #VALUE! | #VALUE!
150 | Third Floor | BI01010001010000000000000515BI0100001261 | 1211.81 | SQM | 105.79 |  |  | Excess(+) | 1 | Full Conversion | INR | [40 empty] | #VALUE! | #VALUE! | #VALUE!
151 | Forth Floor | BI01010001010000000000000515BI0100001262 | 229.87 | SQM | 107.31 |  |  | Excess(+) | 1 | Full Conversion | INR | [40 empty] | #VALUE! | #VALUE! | #VALUE!
152 | 50005087 Providing and fixing PARTITION wood frame with 19mm ply of requisite size as per detailed drawing and specification,whereas wooden members to be placed one at floor level. 2nd at 900mm horizontally & vertically not more than @ 600mm center to center ,with 2 nos of members at ends of partition and fixing be 6mm BWR grade ply from floor level confirming to IS 303 of approved quality finished with a combination of 1mm thick laminate complete of approved shade on both side of partition of approved make & quality with all exposed area of edge of partition with teak wood molding with melamine finish, as per the detail drawing as per detail all complete as per the direction of the Engineer-In-Charge.DATA FOR (10'x4=40 sft=3.72 sqm) [NSWI] Ground Floor | BI01010001010000000000000515BI0100001263 | 102.54 | SFT | 494.1 |  |  | Excess(+) | 1 | Full Conversion | INR | [40 empty] | #VALUE! | #VALUE! | #VALUE!
153 | Second Floor | BI01010001010000000000000515BI0100001264 | 102.54 | SFT | 494.1 |  |  | Excess(+) | 1 | Full Conversion | INR | [40 empty] | #VALUE! | #VALUE! | #VALUE!
154 | INE | BI01010001010000000000000515BI0100001265
155 | 40000946 Recessed wiring to Angle Holder Point ( MODULAR)with 1.5 sq.mm FR PVC insulated single core multistrand copper conductor of ISI marked with 20 mm dia non metalic PVC flexible conduit with 5 Amp, 250 V one way modular switch ISI marked and ceiling rose ISI marked mounted on MS Box having front bakelight cover of suitable size, MS Box with 1.0 sq. FR PVC insulated single core multistrand copper conductor as earth wire including all accessories and connection. ( Make of wire Finolex / Anchor / Havells/V guard) Make-switch /Angle holder-Legrand /Wipro-North West /Anchor-Panasonic/ havells)(Make of PVC pipe-AKG/NORPACK) Ground Floor | BI01010001010000000000000515BI0100001266 | 39 | NO | 977.19 |  |  | Excess(+) | 1 | Full Conversion | INR | [40 empty] | #VALUE! | #VALUE! | #VALUE!
156 | 40000949 Recessed wiring to Tube Light Point ( MODULAR) with 1.5 sq.mm FR PVC insulated single core multistrand copper conductor of ISI marked with 20 mm dia non metalic PVC flexible conduit with 5 Amp, 250 V one way modular switch ISI marked and ceiling rose ISI marked mounted on MS Box having front bakelight cover of suitable size, MS Box with 1.0 sq. FR PVC insulated single core multistrand copper conductor as earth wire including all accessories and connection. ( Make of wire Finolex / Anchor / Havels/ V guard)(Make-switch/ceiling rose-Legrand /Wipro-North West /Anchor-Panasonic/ havells)(Make of PVC pipe-AKG/NORPACK) Ground Floor | BI01010001010000000000000515BI0100001267 | 118 | NO | 986.1 |  |  | Excess(+) | 1 | Full Conversion | INR | [40 empty] | #VALUE! | #VALUE! | #VALUE!
157 | 40000952 Recessed wiring to Calling Bell Point ( MODULAR) with 1.5 sq.mm FR PVC insulated single core multistrand copper conductor of ISI marked with 20 mm dia non metalic PVC flexible conduit with 5 Amp, 250 V modular bell push ISI marked and ceiling rose ISI marked mounted on MS Box having front bakelight cover of suitable size, MS Box with 1.0 sq. FR PVC insulated single core multistrand copper conductor as earth wire including all accessories and connection. ( Make of wire Finolex / Anchor / Havels/ V guard)(Make-bell push switch-Legrand /Wipro-North West /Anchor-Panasonic/ havells)(Make of PVC pipe-AKG/NORPACK) Ground Floor | BI01010001010000000000000515BI0100001268 | 17 | NO | 1127.94 |  |  | Excess(+) | 1 | Full Conversion | INR | [40 empty] | #VALUE! | #VALUE! | #VALUE!
158 | 40000961 Recessed wiring to Telephone Point (socket)with 1.5 sq.mm FR PVC insulated single core multistrand copper conductor of ISI marked with 20 mm dia non metalic PVC flexible conduit with socket ISI marked MS Box with 1.0 sq. FR PVC insulated single core multistrand copper conductor as earth wire including all accessories and connection.( Make of wire Finolex / Anchor / Havels/ V guard)(Make-switch-Telephone socket -Legrand /Wipro-North West /Anchor-Panasonic/ havells)(Make of PVC pipe-AKG/NORPACK). Ground Floor | BI01010001010000000000000515BI0100001269 | 12 | NO | 954.85 |  |  | Excess(+) | 1 | Full Conversion | INR | [40 empty] | #VALUE! | #VALUE! | #VALUE! | 1.01 | Supplying, Conveying and fixing spls. Including eart | item1 | 123.223 | Nos
159 | 40000964 Recessed wiring to Portico Light Point ( MODULAR) with 1.5 sq.mm FR PVC insulated single core multistrand copper conductor of ISI marked with 20 mm dia non metalic PVC flexible conduit with 5 Amp, 250 V one way modular switch ISI marked and ceiling rose ISI marked mounted on MS Box having front bakelight cover of suitable size, MS Box with 1.0 sq. FR PVC insulated single core multistrand copper conductor as earth wire including all accessories and connection . ( Make of wire Finolex / Anchor / Havels/ V guard) Make-switch /Ceiling rose-Legrand /Wipro-North West /Anchor-Panasonic/ havells)(Make of PVC pipe-AKG/NORPACK) Ground Floor | BI01010001010000000000000515BI0100001270 | 2 | NO | 986.07 |  |  | Excess(+) | 1 | Full Conversion | INR | [40 empty] | #VALUE! | #VALUE! | #VALUE! | 1.02 | Construction of chamber for 100mm sluice plates | item2 | 213 | Nos
160 | 40000970 Recessed wiring to Ceiling Fan Point ( MODULAR)with 1.5 sq.mm FR PVC insulated single core multistrand copper conductor of ISI marked with 20 mm dia non metalic PVC flexible conduit with 5 Amp, 250 V one way modular switch ISI marked and ceiling rose ISI marked mounted on MS Box having front bakelight cover of suitable size, MS Box with 1.0 sq. FR PVC insulated single core multistrand copper conductor as earth wire including all accessories and connection . (Make of wire Finolex / Anchor / Havels/ V guard) Make-switch/ceiling rose-Legrand /Wipro-North West /Anchor-Panasonic/ havells)(Make of PVC pipe-AKG/NORPACK) Ground Floor | BI01010001010000000000000515BI0100001271 | 64 | NO | 986.07 |  |  | Excess(+) | 1 | Full Conversion | INR | [40 empty] | #VALUE! | #VALUE! | #VALUE! | 2 | Construction of chamber for 100mm sluices valve | item3 | 10 | Nos
161 | 40000973 Recessed wiring to Exhaust fan Point ( MODULAR)with 1.5 sq.mm FR PVC insulated single core multistrand copper conductor of ISI marked with 20 mm dia non metalic PVC flexible conduit with 5 Amp, 250 V modular type switch ISI marked and ceiling rose ISI marked mounted on MS Box having front bakelight cover of suitable size, MS Box with 1.0 sq. FR PVC insulated single core multistrand copper conductor as earth wire including all accessories and connection . (Make of wire Finolex / Anchor / Havels/ V guard) Make-switch/ceiling rose-Legrand /Wipro-North West /Anchor-Panasonic/ havells)(Make of PVC pipe-AKG/NORPACK) Ground Floor | BI01010001010000000000000515BI0100001272 | 18 | NO | 986.07 |  |  | Excess(+) | 1 | Full Conversion | INR | [40 empty] | #VALUE! | #VALUE! | #VALUE! | 3 | Supplying, Conveying and fixing spls. Including ea | item4 | 10 | Nos
162 | 40000979 Recessed wiring to Security Light Point ( MODULAR) (4X24WT) with 1.5 sq.mm FR PVC insulated single core multistrand copper conductor of ISI marked with 20 mm dia non metalic PVC flexible conduit with 15 Amp, 250 V one way modular switch ISI marked and ceiling rose ISI marked mounted on MS Box having front bakelight cover of suitable size, MS Box with 1.0 sq. FR PVC insulated single core multistrand copper conductor as earth wire including all accessories and connection . (Make of wire Finolex / Anchor / Havels/ V guard/HPL) Make-switch-Legrand /Wipro-North West /Anchor-Panasonic/ havells)(Make of PVC pipe-AKG/NORPACK) Ground Floor | BI01010001010000000000000515BI0100001273 | 6 | NO | 1000.83 |  |  | Excess(+) | 1 | Full Conversion | INR | [40 empty] | #VALUE! | #VALUE! | #VALUE! | 1.01 | Supplying, Conveying and fixing spls. Including eart | item1 | 123.223 | Nos
163 | 40000982 Point wiring for 5/ 6 amp socket outlet ( MODULAR) with 1.5 sq.mm FR PVC insulated single core multistrand copper conductor ISI marked in recess 20 mm dia non metalic PVC flexible conduit with 5 Amp, 250 V modular type switch & socket , phenolic laminated sheet suitable size ISI marked MS Box & earthing Point with 1 x 1.5 sq.mm FR PVC insulated single core multistrand copper conductor for loop earthing etc . (Make of wire Finolex / Anchor / Havels/ V guard) Make-switch/Socket-Legrand /Wipro-North West /Anchor-Panasonic/ havells)(Make of PVC pipe-AKG/NORPACK) Ground Floor | BI01010001010000000000000515BI0100001274 | 44 | NO | 534.4 |  |  | Excess(+) | 1 | Full Conversion | INR | [40 empty] | #VALUE! | #VALUE! | #VALUE! | 1.02 | Construction of chamber for 100mm sluice plates | item2 | 213 | Nos
164 | 40000988 Point wiring for 15/16 amp socket outlet ( MODULAR) with 4.0sq.mm FR PVC insulated single core multistrand copper conductor ISI marked in recess 20 mm dia non metalic PVC flexible conduit with 15/16 Amp, 250 V modular type switch & socket , phenolic laminated sheet suitable size ISI marked MS Box & earthing Point with 1 x 1.5 sq.mm FR PVC insulated single core multistrand copper conductor for loop earthing etc . (Make of wire Finolex / Anchor / Havels/ V guard) Make-switch/Socket-Legrand /Wipro-North West /Anchor-Panasonic/ havells)(Make of PVC pipe-AKG/NORPACK) Ground Floor | BI01010001010000000000000515BI0100001275 | 13 | NO | 978.37 |  |  | Excess(+) | 1 | Full Conversion | INR | [40 empty] | #VALUE! | #VALUE! | #VALUE!
165 | 40000991 Point wiring for Computer Point ( MODULAR) with 2.5 sq.mm FR PVC insulated single core multistrand copper conductor ISI marked in recess 20 mm dia non metalic PVC flexible conduit with3 Nos of 5 Amp, 250 V modular type switch & socket , phenolic laminated sheet suitable size ISI marked MS Box & earthing Point with 1 x 1.5 sq.mm FR PVC insulated single core multistrand copper conductor for loop earthing etc . (Make of wire Finolex / Anchor / Havels/ V guard) Make-switch/Socket-Legrand /Wipro-North West /Anchor-Panasonic/ havells)(Make of PVC pipe-AKG/NORPACK) Ground Floor | BI01010001010000000000000515BI0100001276 | 48 | NO | 1468.16 |  |  | Excess(+) | 1 | Full Conversion | INR | [40 empty] | #VALUE! | #VALUE! | #VALUE!
166 | 40001000 Recessed wiring to submain in 2 x 2.5 sqmm FR PVC insulated single core multistarnd copper conductor of ISI marked confirming to IS-694/1990 in 20 mm dia non metalic heavy duty flexible conduit 1.6 mm thick along with 1 x 1.5 sqmm FR PVC insulated single core multistrand copper conductor as earth wire as required (Make of wire Finolex / Anchor / Havells/ V guard) CSR SL .No- 1.8.2)(Make of PVC pipe-AKG/NORPACK) Ground Floor | BI01010001010000000000000515BI0100001277 | 900 | MTR | 143.82 |  |  | Excess(+) | 1 | Full Conversion | INR | [40 empty] | #VALUE! | #VALUE! | #VALUE!
167 | 40001003 Recessed wiring to submain in 2 x 4 sqmm FR PVC insulated single core multistarnd copper conductor of ISI marked confirming to IS-694/1990 in 20 mm dia non metalic heavy duty flexible conduit 1.6 mm thick along with 1 x 1.5 sqmm FR PVC insulated single core multistrand copper conductor as earth wire as required (Make of wire Finolex / Anchor / Havells/ V guard) CSR SL .No- 1.8.3)(Make of PVC pipe-AKG/NORPACK) Ground Floor | BI01010001010000000000000515BI0100001278 | 225 | MTR | 161 |  |  | Excess(+) | 1 | Full Conversion | INR | [40 empty] | #VALUE! | #VALUE! | #VALUE!
168 | 40001012 Recessed wiring to submain in 4 x 6 sqmm FR PVC insulated single core multistarnd copper conductor of ISI marked confirming to IS-694/1990 in 32 mm dia non metalic heavy duty flexible conduit 1.6 mm thick along with 2 x 2.5 sqmm FR PVC insulated single core multistrand copper conductor as earth wire as required (Make of wire Finolex / Anchor / Havells/ V guard) CSR SL .No- 1.8.10)(Make of PVC pipe-AKG/NORPACK) Ground Floor | BI01010001010000000000000515BI0100001279 | 240 | MTR | 287.98 |  |  | Excess(+) | 1 | Full Conversion | INR | [40 empty] | #VALUE! | #VALUE! | #VALUE!
169 | 40001015 Recessed wiring to submain in 4 x 10 sqmm FR PVC insulated single core multistarnd copper conductor of ISI marked confirming to IS-694/1990 in 32 mm dia non metalic heavy duty flexible conduit 1.6 mm thick along with 2 x 4 sqmm FR PVC insulated single core multistrand copper conductor as earth wire as required (Make of wire Finolex / Anchor / Havells/ V guard) CSR SL .No- 1.8.11)(Make of PVC pipe-AKG/NORPACK) Ground Floor | BI01010001010000000000000515BI0100001280 | 70 | MTR | 414.22 |  |  | Excess(+) | 1 | Full Conversion | INR | [40 empty] | #VALUE! | #VALUE! | #VALUE!
170 | 40001045 Supply and laying of 95 sq.mm 3.5 core PVC Al. Arm Cableof 1.1 KV grade ISI Marked direct in ground including excavation , sand cushioning , protective covering and refilling the trench etc. as required. (Sl. No -25 sl no- 5.1.2)(MAKE CABLE - FINOLEX/ HAVELLS/ POLYCAB/ KEI) Ground Floor | BI01010001010000000000000515BI0100001281 | 50 | MTR | 685.8 |  |  | Excess(+) | 1 | Full Conversion | INR | [40 empty] | #VALUE! | #VALUE! | #VALUE!
171 | 40001123 Supply and fixing of Earthing with GI earth pipe 3 meter long 40 mm dia ISI marked including accessories and providing masonary enclosure with cover plate having locking arrangement and water pipe etc with charcoal and salt as required( CSR Sl. No- 3.2, ) Ground Floor | BI01010001010000000000000515BI0100001282 | 2 | NO | 2479.26 |  |  | Excess(+) | 1 | Full Conversion | INR | [40 empty] | #VALUE! | #VALUE! | #VALUE!
172 | 40001126 providing and fixing 8 SWG(4mm)dia copper wire on surface or in recess for loop earthing as required (sl no-3.18) Ground Floor | BI01010001010000000000000515BI0100001283 | 100 | RFT | 27.49 |  |  | Excess(+) | 1 | Full Conversion | INR | [40 empty] | #VALUE! | #VALUE! | #VALUE!
173 | 40001129 Supplying and fixing of 6"X4" 16/18 swg,2 " deep metal box of following size on surface / recesss with suitable size of 3mm thick phenolic laminated sheet cover in front including cutting the wall and making good the same case of recessed conduit as required.(csr sl.no-1.24.5)(Make-National / Royalam) Ground Floor | BI01010001010000000000000515BI0100001284 | 10 | NO | 52.66 |  |  | Excess(+) | 1 | Full Conversion | INR | [40 empty] | #VALUE! | #VALUE! | #VALUE!
174 | 40001132 Supplying and fixing of 8"X6" 16/18 swg,2 " deep metal box of following size on surface / recesss with suitable size of 3mm thick phenolic laminated sheet cover in front including cutting the wall and making good the same case of recessed conduit as required.(csr sl.no-1.24.5)(Make-(National / Royalam) Ground Floor | BI01010001010000000000000515BI0100001285 | 10 | NO | 74.93 |  |  | Excess(+) | 1 | Full Conversion | INR | [40 empty] | #VALUE! | #VALUE! | #VALUE!
175 | 40001135 Supplying and fixing of 8"X10" 16/18 swg,2 " deep metal box of following size on surface / recesss with suitable size of 3mm thick phenolic laminated sheet cover in front including cutting the wall and making good the same case of recessed conduit as required.(csr sl.no-1.24.5)(Make-(National / Royalam) Ground Floor | BI01010001010000000000000515BI0100001286 | 8 | NO | 115.98 |  |  | Excess(+) | 1 | Full Conversion | INR | [40 empty] | #VALUE! | #VALUE! | #VALUE!
176 | 40001141 Supplying and fixing of two modular GI Box 18 swg with Modular base & cover for 2 module (Sl. No- 1301,1421)(Make-switch/Socke t-Legrand/Wipro/ Anchor-Panasonic/ havells) Ground Floor | BI01010001010000000000000515BI0100001287 | 27 | NO | 123.81 |  |  | Excess(+) | 1 | Full Conversion | INR | [40 empty] | #VALUE! | #VALUE! | #VALUE!
177 | 40001145 Supplying and fixing of 4 modular GI Box 18 swg with Modular base & cover for 4 module (Sl. No- 1301,1421)(Make-Legrand/Wipro/ Anchor-Panasonic/ havells) Ground Floor | BI01010001010000000000000515BI0100001288 | 21 | NO | 170.63 |  |  | Excess(+) | 1 | Full Conversion | INR | [40 empty] | #VALUE! | #VALUE! | #VALUE!
178 | 40001151 Supplying and fixing of 8 modular GI Box 18 swg with Modular base & cover for 8 module (Sl. No- 1301,1421)(Make-Legrand/Wipro/ Anchor-Panasonic/ havells) Ground Floor | BI01010001010000000000000515BI0100001289 | 5 | NO | 270.11 |  |  | Excess(+) | 1 | Full Conversion | INR | [40 empty] | #VALUE! | #VALUE! | #VALUE!
179 | 40001154 Supplying and fixing of 12 modular GI Box 18 swg with Modular base & cover for 12 module (Sl. No- 1301,1421)(Make-Legrand/Wipro/ Anchor-Panasonic/ havells) Ground Floor | BI01010001010000000000000515BI0100001290 | 40 | NO | 381.76 |  |  | Excess(+) | 1 | Full Conversion | INR | [40 empty] | #VALUE! | #VALUE! | #VALUE!
180 | 40001172 Supply of U-type fan hook Ground Floor | BI01010001010000000000000515BI0100001291 | 64 | NO | 89.7 |  |  | Excess(+) | 1 | Full Conversion | INR | [40 empty] | #VALUE! | #VALUE! | #VALUE!
181 | 40001178 Supply and fixing of 4 way mcb Box with 32 Amp TPN MCB & 12 nos 20 amp SPMCB with sheet steel encloser , distribution board, on surface/ recess, complete with tinned copper bus bar , neutral bus bar, earth bar, din bar , detachable gland plate, interconnection , phosphate and power painted including earthing etc as required. ( Sl. No- 2.7.4, 2.5& 2.9)Make-MCB-(Legrand/L&T/ABB/SCHNIDER) Ground Floor | BI01010001010000000000000515BI0100001292 | 8 | SET | 4598.5 |  |  | Excess(+) | 1 | Full Conversion | INR | [40 empty] | #VALUE! | #VALUE! | #VALUE!
182 | 40001190 Supplying and fixing of Call Bell/buzzer ISI marked suitable for DC/AC single phase 230 volts complete as required (CSR sl no-1.30) Ground Floor | BI01010001010000000000000515BI0100001293 | 17 | NO | 121.7 |  |  | Excess(+) | 1 | Full Conversion | INR | [40 empty] | #VALUE! | #VALUE! | #VALUE!
183 | 40001193 Blanking Plate Ground Floor | BI01010001010000000000000515BI0100001294 | 25 | NO | 19.61 |  |  | Excess(+) | 1 | Full Conversion | INR | [40 empty] | #VALUE! | #VALUE! | #VALUE!
184 | 40001228 Supply & fixing of 45 W LED STREET LIGHT FITTING on wall with , G.I. Bracket, Clamp & Nut Bolt connecting wire all accessories refer to catalouge No- MAKE- CROMPTON, CODE-LSTO-45-CDL /MAKE-PHILIPS, MODEL-GREEN LINE , CODE-BRP320 / MAKE-HPL, CODE-HPLLEDST4060S & HPLLEDSL4560S including fixing and connections as per instruction of Electrical Engineer-in-charge. Ground Floor | BI01010001010000000000000515BI0100001295 | 6 | NO | 5037 |  |  | Excess(+) | 1 | Full Conversion | INR | [40 empty] | #VALUE! | #VALUE! | #VALUE!
185 | 40001234 supply of Stepped type modular fan regulator.(Make-Regulator-Legrand/Wipro/ Anchor-Panasonic/ havells) Ground Floor | BI01010001010000000000000515BI0100001296 | 64 | NO | 249.61 |  |  | Excess(+) | 1 | Full Conversion | INR | [40 empty] | #VALUE! | #VALUE! | #VALUE!
186 | 40001583 Supply and fixing of 9 WT. LED Bulb installred at angle holder/ batten holder.(Make- CROMPTON/ PHILIPS/ WIPRO/HAVELLS/PANASONIC) Ground Floor | BI01010001010000000000000515BI0100001297 | 39 | NO | 120.75 |  |  | Excess(+) | 1 | Full Conversion | INR | [40 empty] | #VALUE! | #VALUE! | #VALUE!
187 | 40001586 Supply and fixing of 4 FT 20 W LED Tube light fitting with lamp including fixing and connections as per instruction of Electrical Engineer-in-charge (Make- CROMPTON/ PHILIPS/ WIPRO/HAVELLS/PANASONIC) Ground Floor | BI01010001010000000000000515BI0100001298 | 118 | NO | 758.99 |  |  | Excess(+) | 1 | Full Conversion | INR | [40 empty] | #VALUE! | #VALUE! | #VALUE!
188 | 40001679 Supply and fixing of SURFACE MOUNTED LED 12 W SQUARE/ROUND PORTICO LIGHT WITH POWDER COATED FINISHED IN WHITE HOUSING 1with lamp , choke, connecting wire, and all accessories and connections as per instruction of Electrical Engineer-in-charge(Make- CROMPTON/ PHILIPS/ WIPRO/HAVELLS/PANASONIC) Ground Floor | BI01010001010000000000000515BI0100001299 | 2 | NO | 1322.5 |  |  | Excess(+) | 1 | Full Conversion | INR | [40 empty] | #VALUE! | #VALUE! | #VALUE!
189 | 40003159 Supply & fixing of 6 Way VTPNDB IP 43-Metal Door Incoming: 1 No of 125 A Four Pole MCCB with stud connector Outgoing: 3 nos 40 A TPMCB with sheet steel encloser , distribution board, on surface/ recess, complete with tinned copper bus bar , neutral bus bar, earth bar, din bar , detachable gland plate, interconnection , phosphate and power painted including earthing etc as required.( Sl. No- 2.3.6,2.7, )[Make-(a)MCB /MCCB -Legrand/L &T/ABB/SCHNIDER/ANCHOR-PANASONIC ) Ground Floor | BI01010001010000000000000515BI0100001300 | 4 | SET | 30845 |  |  | Excess(+) | 1 | Full Conversion | INR | [40 empty] | #VALUE! | #VALUE! | #VALUE!
190 | 40005301 Supply and fixing of 250 mm sweep Louvers (PVC BODY) fan with connecting wire and all accessories including fixing and connections as per instruction of Electrical Engineer-in-charge. [MAKE- USHA/ CROMPTON/HAVELLS/ANCHOR-PANASONIC) (Ground Floor) Ground Floor | BI01010001010000000000000515BI0100001301 | 18 | NO | 1973.4 |  |  | Excess(+) | 1 | Full Conversion | INR | [40 empty] | #VALUE! | #VALUE! | #VALUE!
191 | 40006307 MAIN IN COMING 200 AMP. TPMCCB [35 KA] - 01 SET 200 AMP. 415 VOLT CUT OUT - 03 NOS WITHOUT METER SPACE OUT GOING 200 AMP , 25 / 6 MM. COPPER BUS BAR - 04 NOS 125 AMP. TPMCCB [25 KA] - 02 SETS INDICATING LAMP AND CONTROLLING SWITCH - 02 SET FOR 125 AMP. TPMCCB INSTRUMENTS 0 –200 AMP. AMMETER WITH SELECTOR SWITCH - 01 SET 200 / 5 AMP. CT - 01 SET 0 – 500 VOLT. VOLTMETER WITH SELECTOR SWITCH - 01 SET INDICATING LAMP WITH CONTROLLING SWITCH - 01 SET SIZE – 1000 x 1000 x 200 Ground Floor | BI01010001010000000000000515BI0100001302 | 1 | SET | 85390 |  |  | Excess(+) | 1 | Full Conversion | INR | [40 empty] | #VALUE! | #VALUE! | #VALUE!
192 | 40007051 Supply and fixing of 1200 mm sweep AC ( 1 star rated)ceiling fan with connecting wire and all accessories including hanging and connections .- [MAKE- USHA MODEL-ENERGIA ISI 1 STAR/ CROMPTON MODEL-EMPOWER ISI & 1 STAR/V-GUARD MODEL-CF CORONA VX/CVX 50 4 8/HAVELLS/ANCHOR-PANASONIC) Ground Floor | BI01010001010000000000000515BI0100001303 | 64 | NO | 2578.95 |  |  | Excess(+) | 1 | Full Conversion | INR | [40 empty] | #VALUE! | #VALUE! | #VALUE!
193 | IPH | BI01010001010000000000000515BI0100001304
194 | 10000002 Providing and fixing Chlorinated Polyvinyl Chloride (CPVC) pipes conforming to IS:15778,having thermal stability for hot & cold water supply,including all CPVC plain & brass threaded fittings including fixing the pipe with clamps at 1.00 m spacing. This includes jointing of pipes & fittings with one step CPVC solvent cement and testing of joints complete as per direction of Engineer-in-Charge. For 20mm nominal outer dia pipes Ground Floor | BI01010001010000000000000515BI0100001305 | 105 | MTR | 227.54 |  |  | Excess(+) | 1 | Full Conversion | INR | [40 empty] | #VALUE! | #VALUE! | #VALUE!
195 | 10000004 Providing and fixing Chlorinated Polyvinyl Chloride (CPVC) pipes conforming to IS:15778,having thermal stability for hot & cold water supply,including all CPVC plain & brass threaded fittings including fixing the pipe with clamps at 1.00 m spacing. This includes jointing of pipes & fittings with one step CPVC solvent cement and testing of joints complete as per direction of Engineer-in-Charge. For 25mm nominal outer dia pipes Ground Floor | BI01010001010000000000000515BI0100001306 | 120 | MTR | 304.69 |  |  | Excess(+) | 1 | Full Conversion | INR | [40 empty] | #VALUE! | #VALUE! | #VALUE!
196 | 10000006 Providing and fixing Chlorinated Polyvinyl Chloride (CPVC) pipes conforming to IS:15778,having thermal stability for hot & cold water supply,including all CPVC plain & brass threaded fittings including fixing the pipe with clamps at 1.00 m spacing. This includes jointing of pipes & fittings with one step CPVC solvent cement and testing of joints complete as per direction of Engineer-in-Charge. For 40mm nominal outer dia pipes Ground Floor | BI01010001010000000000000515BI0100001307 | 86 | MTR | 590.74 |  |  | Excess(+) | 1 | Full Conversion | INR | [40 empty] | #VALUE! | #VALUE! | #VALUE!
197 | 10000010 Cutting holes through existing brick work including making good the same in cement mortar (1:4) fro taking GI/PVC pipes and fittings etc all complete as per specification. {with 1:4 brick work in cement motar[Excluding contractors profit & Over head charges] 10x0.12x0.25 and 12mm thick cement plaster (1:4) [Excluding CP & OHC] 10x0.12x0.25} FOR 250mm THICK WALL Ground Floor | BI01010001010000000000000515BI0100001308 | 40 | NO | 44.94 |  |  | Excess(+) | 1 | Full Conversion | INR | [40 empty] | #VALUE! | #VALUE! | #VALUE!
198 | 10000016 Cutting hole in R.C.C floor and roofs upto 19cm thick for passing G.I/P.V.C pipes and fittings etc and reparing the hole after insertion of pipes etc with cement concrete (1:2:4) including finishing complete so as to make it leak proof. Details cost of 1 hole of average size 15cm X 15cm X 25cm Ground Floor | BI01010001010000000000000515BI0100001309 | 20 | NO | 158.61 |  |  | Excess(+) | 1 | Full Conversion | INR | [40 empty] | #VALUE! | #VALUE! | #VALUE!
199 | 10000018 Cutting grooves in pucca floors and walls for taking GI/PVC pipes and making good the damages as per specification complete. With Cement concrete (1:3:6)with metal [Excluding CP & OHC] and 12mm cement plaster (1:3) [Excluding CP & OHC] along with Cement punning [Excluding CP & OHC] Ground Floor | BI01010001010000000000000515BI0100001310 | 72 | MTR | 151.44 |  |  | Excess(+) | 1 | Full Conversion | INR | [40 empty] | #VALUE! | #VALUE! | #VALUE!
200 | 10000020 Providing and fixing on wall face unplasticised Rigid PVC soil,waste and rain water pipes conforming to IS : 13592 Type A,including jointing with seal ring conforming to IS : 5382,leaving 10mm gap for thermal expansion, (i)single socket pipes. For 110mm diameter U-PVC SWR pipes. Ground Floor | BI01010001010000000000000515BI0100001311 | 82 | MTR | 348.31 |  |  | Excess(+) | 1 | Full Conversion | INR | [40 empty] | #VALUE! | #VALUE! | #VALUE!
201 | 10000079 Fixing of C.P.V.C Full Way Valve/ Ball Valve conforming to the following nominal sizes with wheel as per specification complete . 40mm diameter Ground Floor | BI01010001010000000000000515BI0100001312 | 8 | NO | 641.04 |  |  | Excess(+) | 1 | Full Conversion | INR | [40 empty] | #VALUE! | #VALUE! | #VALUE!
202 | 10000081 Fixing of C.P.V.C Full Way Valve/ Ball Valve conforming to the following nominal sizes with wheel as per specification complete . 25mm diameter Ground Floor | BI01010001010000000000000515BI0100001313 | 16 | NO | 526.99 |  |  | Excess(+) | 1 | Full Conversion | INR | [40 empty] | #VALUE! | #VALUE! | #VALUE!
203 | 10000164 Extra over item Water Tank for hoisting Rotational moulded polyethylene cylindrical vertical water storage tanks of the following size for every additional height of 5 metres or part thereof (Hoisting Charges). Ground Floor | BI01010001010000000000000515BI0100001314 | 72 | RMT | 174.63 |  |  | Excess(+) | 1 | Full Conversion | INR | [40 empty] | #VALUE! | #VALUE! | #VALUE!
204 | 10000178 Fixing Wash Down Water Closet (European type W.C pan) with integral ‘S’ or ‘P’ trap conforming to JAQUAR MAKE of brand code CNS-WHT-553SN and of viteros china make seat cover fixing to the floor with wooden plug and chromium plated screws including jointing the trap with soil pipe in cement mortar (1:1) etc all complete as per specification. Ground Floor | BI01010001010000000000000515BI0100001315 | 18 | NO | 3768.48 |  |  | Excess(+) | 1 | Full Conversion | INR | [40 empty] | #VALUE! | #VALUE! | #VALUE!
205 | 10000184 Fixing wash basins with hole for pillar taps conforming to IS 2556 : Part 4-2004 / JAQUAR MAKE with Cast Iron or M S brackets painted white including cutting holes in walls and making good the damages etc all complete as per specification.(Vitreous china flat back wash basin 550x400x200 mm (CODE CNS-WHT-801) JAQUAR MAKE). Ground Floor | BI01010001010000000000000515BI0100001316 | 18 | NO | 4690.63 |  |  | Excess(+) | 1 | Full Conversion | INR | [40 empty] | #VALUE! | #VALUE! | #VALUE!
206 | 10000186 Fixing wash basins with hole for pillar taps conforming to IS 2556 : Part 4-2004 / JAQUAR MAKE with Cast Iron or M S brackets painted white including cutting holes in walls and making good the damages etc all complete as per specification.(Vitreous china flat back wash basin 550x400x200 mm)(CODE CNS-WHT-801) with(CNS-WHT-301 FULL PEDESTAL) (JAQUAR MAKE). Ground Floor | BI01010001010000000000000515BI0100001317 | 4 | NO | 6420.51 |  |  | Excess(+) | 1 | Full Conversion | INR | [40 empty] | #VALUE! | #VALUE! | #VALUE!
207 | 10000190 Fixing Of Standing urinal conforming to IS 2556 : Part 6-1996 including connecting the urinal with waste pipe by means of white lead mixed with chopped hemp etc all complete as per specification.(White vitreous china clay half stall urinal flat back 355X345X535 mm (BRAND CODE URS-WHT-13261) JAQUAR MAKE). Ground Floor | BI01010001010000000000000515BI0100001318 | 8 | NO | 4388.68 |  |  | Excess(+) | 1 | Full Conversion | INR | [40 empty] | #VALUE! | #VALUE! | #VALUE!
208 | 10000192 Providing and fixing controlled flush, low level cistern made of vitreous china conforming to CNS-WHT-353 N& S /CNS-WHT-755 (JAQUAR MAKE)with all fittings complete. Ground Floor | BI01010001010000000000000515BI0100001319 | 18 | NO | 2104.9 |  |  | Excess(+) | 1 | Full Conversion | INR | [40 empty] | #VALUE! | #VALUE! | #VALUE!
209 | 10000194 Fixing of Screw-down TWO WAY Bib Cocks (Taps) polished bright conforming to (JAQUAR MAKE) with CP flange and CP extension piece of the following nominal sizes as per specification complete. (Delux Head & high quality),(15mm diameter Two way short body bib cock (CODE CON-041KN). Ground Floor | BI01010001010000000000000515BI0100001320 | 18 | NO | 1381.17 |  |  | Excess(+) | 1 | Full Conversion | INR | [40 empty] | #VALUE! | #VALUE! | #VALUE!
210 | 10000196 Fixing of Screw-down LONG BODY Bib Cocks (Taps) polished bright conforming to (JAQUAR MAKE) with CP flange and CP extension piece of the following nominal sizes as per specification complete. (Delux Head & high quality.(15mm diameter long body bib cock (CODE CON-107KN). Ground Floor | BI01010001010000000000000515BI0100001321 | 26 | NO | 1576.08 |  |  | Excess(+) | 1 | Full Conversion | INR | [40 empty] | #VALUE! | #VALUE! | #VALUE!
211 | 10000202 Fixing of Screw-down ANGLE Stop Cocks conforming to CON-053KN (JAQUAR MAKE) of the following nominal sizes as per specification complete. (Deluxe Head& high quality),(15mm diameter angle stop cock). Ground Floor | BI01010001010000000000000515BI0100001322 | 26 | NO | 836.62 |  |  | Excess(+) | 1 | Full Conversion | INR | [40 empty] | #VALUE! | #VALUE! | #VALUE!
212 | 10000204 Fixing of Screw-down Consealed Stop Cocks conforming to CON-069FTK(JAQUAR MAKE) of the following nominal sizes as per specification complete. (Deluxe Head& high quality),(15mm diameter consealed stop cock). Ground Floor | BI01010001010000000000000515BI0100001323 | 18 | NO | 1214.14 |  |  | Excess(+) | 1 | Full Conversion | INR | [40 empty] | #VALUE! | #VALUE! | #VALUE!
213 | 10000206 Fixing Chromium Plated Shower rose conforming OHS-1985 (JAQUAR MAKE)including polishing all complete as per specification.(Deluxe Head &Heavy quality). Ground Floor | BI01010001010000000000000515BI0100001324 | 18 | NO | 1136.12 |  |  | Excess(+) | 1 | Full Conversion | INR | [40 empty] | #VALUE! | #VALUE! | #VALUE!
214 | 10000208 Fixing Chromium Plated Arm of 15mm or 20mm inlet conforming to (Shower Arm Casted 190mm Long Light Body Round Shape for Wall mounted Showers with flange, SHA-477) (JAQUAR MAKE)including polishing all complete as per specification.(Deluxe Head &Heavy quality). Ground Floor | BI01010001010000000000000515BI0100001325 | 18 | NO | 697.55 |  |  | Excess(+) | 1 | Full Conversion | INR | [40 empty] | #VALUE! | #VALUE! | #VALUE!
215 | 10000214 Fitting,Fixing of Health faucet conforming to(Hand Shower (Health faucet) ABS Body with 1.2 Meter Long PVC Tube & Wall Hook, (ALD-IVY-583 & ALD-BLK-583),( JAQUAR MAKE) including all complete as per specification. Ground Floor | BI01010001010000000000000515BI0100001326 | 18 | NO | 1184.84 |  |  | Excess(+) | 1 | Full Conversion | INR | [40 empty] | #VALUE! | #VALUE! | #VALUE!
216 | 10000216 Fixing Chromium Plated soap dish Holder complete with Chromium Plated brass brackets fixed to P.V.C plugs with Chromium Plated brass screws as per specification.(JAQUAR MAKE,BRAND ACN-1131N). Ground Floor | BI01010001010000000000000515BI0100001327 | 18 | NO | 933.73 |  |  | Excess(+) | 1 | Full Conversion | INR | [40 empty] | #VALUE! | #VALUE! | #VALUE!
217 | 10000218 Fixing standard sized glass-shelf with Chromium Plated brass brackets and guard rails complete, fixed to woden plugs with Chromium Plated brass screws as per specification.(600mm Long glass shelf (JAQUAR MAKE BRAND ACN-1171N), Ground Floor | BI01010001010000000000000515BI0100001328 | 30 | NO | 1495.21 |  |  | Excess(+) | 1 | Full Conversion | INR | [40 empty] | #VALUE! | #VALUE! | #VALUE!
218 | 10000222 Fixing standard sized towel rail of JAQUAR MAKE complete with Chromium Plated brass brackets fixed to wooden plugs with Chromium Plated brass screws, complete as per specification.(Single towel rail 600mm long),( BRAND CODE ACN-1111NM),(Heavy quality). Ground Floor | BI01010001010000000000000515BI0100001329 | 18 | NO | 1563.54 |  |  | Excess(+) | 1 | Full Conversion | INR | [40 empty] | #VALUE! | #VALUE! | #VALUE!
219 | 10000224 Fixing standard sized towel ring of JAQUAR MAKE complete with Chromium Plated brass brackets fixed to wooden plugs with Chromium Plated brass screws, complete as per specification.(Towel Ring Round With Round Flange (BRAND CODE ACN-1121BN). Ground Floor | BI01010001010000000000000515BI0100001330 | 18 | NO | 960.6 |  |  | Excess(+) | 1 | Full Conversion | INR | [40 empty] | #VALUE! | #VALUE! | #VALUE!
220 | 10000292 Laying in trenches OD PVC pipes and specials of the following outside diameter for all classes including jointing with supply of approved solvent cement by non-heat application method including testing as per specification complete. 160mm dia OD P.V.C SWR double socket pipes (ISI TYPE-A),Analysis is done as per AR-2013,SLNO-2.3.2 . Ground Floor | BI01010001010000000000000515BI0100001331 | 24 | MTR | 675.08 |  |  | Excess(+) | 1 | Full Conversion | INR | [40 empty] | #VALUE! | #VALUE! | #VALUE!
221 | 10000294 Laying in trenches OD PVC pipes and specials of the following outside diameter for all classes including jointing with supply of approved solvent cement by non-heat application method including testing as per specification complete. 110mm dia OD P.V.C SWR double socket pipes (ISI TYPE-A),Analysis is done as per AR-2013,SL NO-2.3.2 . Ground Floor | BI01010001010000000000000515BI0100001332 | 42 | MTR | 347.8 |  |  | Excess(+) | 1 | Full Conversion | INR | [40 empty] | #VALUE! | #VALUE! | #VALUE!
222 | 10000296 Providing and fixing on wall face PVC SWR moulded fittings / accessories for unplasticised Rigid PVC SWR pipes conforming to IS : 13592 Type A, including jointing with seal ring leaving 10 mm gap for thermal expansion .SINGLE JUNCTION WITH DOOR 110 mm P.V.C SWR TYPE. according to AR-2013 SL NO-3.3.3(V) Ground Floor | BI01010001010000000000000515BI0100001333 | 26 | NO | 282.98 |  |  | Excess(+) | 1 | Full Conversion | INR | [40 empty] | #VALUE! | #VALUE! | #VALUE!
223 | 10000298 Providing and fixing on wall face PVC SWR moulded fittings / accessories for unplasticised Rigid PVC SWR pipes conforming to IS : 13592 Type A, including jointing with seal ring leaving 10 mm gap for thermal expansion .110MM DIA PLAIN BEND P.V.C SWR TYPE Ground Floor | BI01010001010000000000000515BI0100001334 | 32 | NO | 166.02 |  |  | Excess(+) | 1 | Full Conversion | INR | [40 empty] | #VALUE! | #VALUE! | #VALUE!
224 | 10000300 Providing and fixing on wall face PVC SWR moulded fittings / accessories for unplasticised Rigid PVC SWR pipes conforming to IS : 13592 Type A, including jointing with seal ring leaving 10 mm gap for thermal expansion .110mm dia bend with door P.V.C SWR TYPE Ground Floor | BI01010001010000000000000515BI0100001335 | 26 | NO | 199.04 |  |  | Excess(+) | 1 | Full Conversion | INR | [40 empty] | #VALUE! | #VALUE! | #VALUE!
225 | 10000304 Fixing 110mm size ‘P’ trap (with horn or without horn) for water closet squatting pan including jointing the trap with pan in cement mortar (1:1) as per specification.110 MM DIA P.V.C SWR P-TRAP Ground Floor | BI01010001010000000000000515BI0100001336 | 22 | NO | 306.72 |  |  | Excess(+) | 1 | Full Conversion | INR | [40 empty] | #VALUE! | #VALUE! | #VALUE!
226 | 10000306 Fixing floor traps of the following nominal diameter of outlet of self cleaning design with screwed down or hinged grating with or without vent arm complete including cost of cutting and making good the walls and floors all complete as per specification.110mm dia p.v.c Nahani trap without jally. Ground Floor | BI01010001010000000000000515BI0100001337 | 8 | NO | 159.64 |  |  | Excess(+) | 1 | Full Conversion | INR | [40 empty] | #VALUE! | #VALUE! | #VALUE!
227 | 10000310 Providing and fixing on wall face PVC SWR moulded fittings / accessories for PVC SWR pipes conforming to IS : 13592 Type A, including jointing with seal ring leaving 10 mm gap for thermal expansion .110 mm dia off set as per p.v.c swr type. Ground Floor | BI01010001010000000000000515BI0100001338 | 12 | NO | 370.87 |  |  | Excess(+) | 1 | Full Conversion | INR | [40 empty] | #VALUE! | #VALUE! | #VALUE!
228 | 10000312 Providing and fixing on wall face PVC SWR moulded fittings / accessories for PVC SWR pipes conforming to IS : 13592 Type A, including jointing with seal ring leaving 10 mm gap for thermal expansion.110 mm dia cowel P.V.C SWR TYPE. Ground Floor | BI01010001010000000000000515BI0100001339 | 8 | NO | 53.53 |  |  | Excess(+) | 1 | Full Conversion | INR | [40 empty] | #VALUE! | #VALUE! | #VALUE!
229 | 10000374 Fixing bevelled edge mirror of superior glass mounted on 6mm thick A.C sheet or plywood sheet and fixed to wooden plugs with chromium plated brass screws and washers complete as per specification.AR.-2013 ,SL.-NO-3.4.26. Ground Floor | BI01010001010000000000000515BI0100001340 | 20 | NO | 715.41 |  |  | Excess(+) | 1 | Full Conversion | INR | [40 empty] | #VALUE! | #VALUE! | #VALUE!
230 | 10000380 Fixing Rotational moulded polyethylene cylindrical vertical water storage tanks conforming to IS : 12701--1996 including cutting holes through the tank and fixing mild steel tubes and fittings and providing extra sockets and jam nuts, fixing ball valve etc, including hoisting upto a height of 5 metres above ground level and placing the tank to the required position etc all complete as per specification and direction of the E.I.C .2 Layer Cylinderical Vertical water storage tanks (Details of cost for one Tank On the roof of ground floor) Ground Floor | BI01010001010000000000000515BI0100001341 | 11000 | LT | 10.75 |  |  | Excess(+) | 1 | Full Conversion | INR | [40 empty] | #VALUE! | #VALUE! | #VALUE!
231 | 10000692 Fixing Toilet Partition with hole conforming to IS 2556 : Part 4-2004 / with Stainless Steel brackets including cutting holes in walls and making good the damages etc all complete as per specification.(Jaquar Make)[Model No:- JSE-CHR-810UC450X]. Ground Floor | BI01010001010000000000000515BI0100001342 | 8 | NO | 5513.85 |  |  | Excess(+) | 1 | Full Conversion | INR | [40 empty] | #VALUE! | #VALUE! | #VALUE!
232 | MIS-CVL-Boundary W | BI01010001010000000000000515BI0100001343
233 | 50000000 "Earth work in hard soil or gravelly soil within 50m. initial lead and 1.5m. initial lift including rough dressing and breaking clodsto maximum 5cm. to 7cm. and laying and layers not exceeding 0.3m. in depth. " Ground Floor | BI01010001010000000000000515BI0100001344 | 62.73 | CUM | 197.61 |  |  | Excess(+) | 1 | Full Conversion | INR | [40 empty] | #VALUE! | #VALUE! | #VALUE!
234 | 50000003 "Providing and laying plain cement concrete 1:4:8 (1 cement: 4 sand: 8 stone agregate 40mm nominal size) as levelling course in foundation and plinth etc. including tempering, curring, shuttering etc.complete all depth and height. " Ground Floor | BI01010001010000000000000515BI0100001345 | 7.79 | CUM | 4292.62 |  |  | Excess(+) | 1 | Full Conversion | INR | [40 empty] | #VALUE! | #VALUE! | #VALUE!
235 | 50000008 "Providing and laying reinforced cement concret of M-20 grade with 20mm and down grade black hard grinite(crusher broken) stone chips including cost of all materials, labours T&P etc. Complete but excluding the cost of reinforcement. " Ground Floor | BI01010001010000000000000515BI0100001346 | 36 | CUM | 4753.9 |  |  | Excess(+) | 1 | Full Conversion | INR | [40 empty] | #VALUE! | #VALUE! | #VALUE!
236 | 50000009 "Rigid and smooth centering and shuttering false, levelled works and dismentalling then after casting including cost of mterials complete for Plinth band & Column Footing. " Ground Floor | BI01010001010000000000000515BI0100001347 | 135.13 | SQM | 109.61 |  |  | Excess(+) | 1 | Full Conversion | INR | [40 empty] | #VALUE! | #VALUE! | #VALUE!
237 | 50000010 " Providing and fixing,centering,shuttering of lintels including removal of form work at all depth and height." Ground Floor | BI01010001010000000000000515BI0100001348 | 50.68 | SQM | 274.07 |  |  | Excess(+) | 1 | Full Conversion | INR | [40 empty] | #VALUE! | #VALUE! | #VALUE!
238 | 50000011 "Providing and fixing,centering,shuttering of griders beams,column etc including removal of forms work at all depth and heaight. " Ground Floor | BI01010001010000000000000515BI0100001349 | 159.08 | SQM | 761.18 |  |  | Excess(+) | 1 | Full Conversion | INR | [40 empty] | #VALUE! | #VALUE! | #VALUE!
239 | 50000017 "Supplying of filling sand in foundation and plinth including watering,ramming,consolidating and dressing,labours,tools, taxes etc., all complete as per the specification and direction of E.I.C. " Ground Floor | BI01010001010000000000000515BI0100001350 | 29.85 | CUM | 637.34 |  |  | Excess(+) | 1 | Full Conversion | INR | [40 empty] | #VALUE! | #VALUE! | #VALUE!
240 | 50000020 "12mm thick cement plaster in cement mortar 1:6 (1cement:6sand) including necessary scaffolding curring etc. All complete at all depth and height. for out side portion wall. " Ground Floor | BI01010001010000000000000515BI0100001351 | 290.34 | SQM | 143.59 |  |  | Excess(+) | 1 | Full Conversion | INR | [40 empty] | #VALUE! | #VALUE! | #VALUE!
241 | 50000021 "6mm thick cement plaster in cement mortar 1:4 (1 cement:4 sand) to R.C.C surfaces finished smmoth including closed deep chiping and slurry treatment with necessary scaffolding,curring etc. All complete at all depth and height.for inside and out side portion. " Ground Floor | BI01010001010000000000000515BI0100001352 | 68.13 | SQM | 159.04 |  |  | Excess(+) | 1 | Full Conversion | INR | [40 empty] | #VALUE! | #VALUE! | #VALUE!
242 | 50000022 "16mm thick cement plaster in cement mortar 1:6 (1 cement:6 sand)including necessary scaffolding curring etc. all complete at all depth and height. " Ground Floor | BI01010001010000000000000515BI0100001353 | 255.48 | SQM | 205.21 |  |  | Excess(+) | 1 | Full Conversion | INR | [40 empty] | #VALUE! | #VALUE! | #VALUE!
243 | 50000023 "Priming one coat with any approved primer on new work to give an even shade including scaffolding and cleaning the surface before application etc.complete. " Ground Floor | BI01010001010000000000000515BI0100001354 | 613.95 | SQM | 59.75 |  |  | Excess(+) | 1 | Full Conversion | INR | [40 empty] | #VALUE! | #VALUE! | #VALUE!
244 | 50000034 "Supplying ,fitting and fixing of M.S. grill,M.S levoured ventiletors including cost of labour,material,transportation etc. " Ground Floor | BI01010001010000000000000515BI0100001355 | 3595.66 | KG | 95.36 |  |  | Excess(+) | 1 | Full Conversion | INR | [40 empty] | #VALUE! | #VALUE! | #VALUE!
245 | 50000039 "Cutting, bending, binding and placing in position of reinforcement steel for R.C.C. work including the cost of 16 S.W.G. binding wire, steel, labour tools etc." Ground Floor | BI01010001010000000000000515BI0100001356 | 41.16 | QTL | 9093.09 |  |  | Excess(+) | 1 | Full Conversion | INR | [40 empty] | #VALUE! | #VALUE! | #VALUE!
246 | 50000057 "Drip course mould plaster 1:4 (1:cement :4 sand) including necessary scaffolding curing etc complete at all depth and height as per direction of site in charge. " Ground Floor | BI01010001010000000000000515BI0100001357 | 471.09 | RMT | 10.12 |  |  | Excess(+) | 1 | Full Conversion | INR | [40 empty] | #VALUE! | #VALUE! | #VALUE!
247 | 50000059 "Supplying,fitting & fixing of 4""dia P.V.C. rain water pipe with necessary fittings and all complete. " Ground Floor | BI01010001010000000000000515BI0100001358 | 95 | RMT | 132.25 |  |  | Excess(+) | 1 | Full Conversion | INR | [40 empty] | #VALUE! | #VALUE! | #VALUE!
248 | 50000063 " One coat of priming with approved primer over new wood work. " Ground Floor | BI01010001010000000000000515BI0100001359 | 127.44 | SQM | 60.41 |  |  | Excess(+) | 1 | Full Conversion | INR | [40 empty] | #VALUE! | #VALUE! | #VALUE!
249 | 50000884 "Enamel painting two coats including cost of all materials cleaning,brushes,putty etc. " Ground Floor | BI01010001010000000000000515BI0100001360 | 127.44 | SQM | 138.95 |  |  | Excess(+) | 1 | Full Conversion | INR | [40 empty] | #VALUE! | #VALUE! | #VALUE!
250 | 50001303 Fly Ash brick masonary in cement mortar 1:6:(1 cement:6 sand) using Fly Ash bricks of 23cm x 11cm x 8cm having crushing strength not less than 75kg./Cm2 per sqcm with dimentional tolerance +/- 2% including watering, curing and cost, conveyance, royalty of all materials & cost of labour etc complete. In Foundation & Plinth Ground Floor | BI01010001010000000000000515BI0100001361 | 4.81 | CUM | 4144.69 |  |  | Excess(+) | 1 | Full Conversion | INR | [40 empty] | #VALUE! | #VALUE! | #VALUE!
251 | 50001305 Fly Ash brick masonary in cement mortar 1:6:(1 cement:6 sand) using Fly Ash bricks of 23cm x 11cm x 8cm having crushing strength not less than 75kg./Cm2 per sqcm with dimentional tolerance +/- 2% including watering, curing and cost, conveyance, royalty of all materials & cost of labour etc complete. In Superstructure. Ground Floor | BI01010001010000000000000515BI0100001362 | 48.3 | CUM | 4177.69 |  |  | Excess(+) | 1 | Full Conversion | INR | [40 empty] | #VALUE! | #VALUE! | #VALUE!
252 | 50004566 Painting two coats of Anti-fungal weather coat, water proofing paint including scaffolding and cleaning the surface before application. (ASIAN (ULTIMA) / BURGER (Anti Dust) / and DULUX (Weather Shield).[NSWI] Ground Floor | BI01010001010000000000000515BI0100001363 | 613.95 | SQM | 106.76 |  |  | Excess(+) | 1 | Full Conversion | INR | [40 empty] | #VALUE! | #VALUE! | #VALUE!
253 | MIS-CVL-External P | BI01010001010000000000000515BI0100001364
254 | 50003066 "Labour for drilling a perfectly vertical bore hole of specified dia for a specified depth below ground level through consolidated and unconsolidated rock with down the hole hammer drilling rigs or combination drilling rigs (1200cfm/300psi) as required to suit the site condition as per the direction of Engineer-in-charge including use of ownrigs with its accessories, tools and plant and consumables etc for lowering of 200mm dia PVC pipes for housing fitted with socket and with or without well screen as per tenecessity for soft,medium,hard and boulder formation (PVC casing pipes if required to prevent collapse of overburden is to be provided by the contractor including lowering and with drawing after completion of the tube well).(Labour for drilling) ,(REVISED). " Ground Floor | BI01010001010000000000000515BI0100001365 | 200 | MTR | 622.29 |  |  | Excess(+) | 1 | Full Conversion | INR | [40 empty] | #VALUE! | #VALUE! | #VALUE!
255 | 50003068 Cost of P.V.C (A S T M SCHEDULE-80) pipe 200 mm dia (ASTM D-1785) Make-Oriplast, Hariplast.(REVISED) Ground Floor | BI01010001010000000000000515BI0100001366 | 50 | MTR | 1406.6 |  |  | Excess(+) | 1 | Full Conversion | INR | [40 empty] | #VALUE! | #VALUE! | #VALUE!
256 | 50003070 "Lowering the 200mm dia size PVC pipes with or without slotted pipes as per the necessity from ground level and fitted and fixed up in perfectly vertical position,including cutting and threading pipe and slotted pipe and supplying and fixing all jointing materials,tools and plant etc.complete and keeping the top of the casing pipe threaded including plugging tubewells to prevent entry of foreign materials from above.(REVISED) " Ground Floor | BI01010001010000000000000515BI0100001367 | 50 | MTR | 127.98 |  |  | Excess(+) | 1 | Full Conversion | INR | [40 empty] | #VALUE! | #VALUE! | #VALUE!
257 | 50003072 "Cleaning and developing the 200mm dia tube well using their own compressor continuously worked till clear and adequate discharge is obtained from the tube well including supply and use of all necessary equipment and labour as per the direction of Engineer-in-Char ge.(REVISED) " Ground Floor | BI01010001010000000000000515BI0100001368 | 1 | EA | 4872.55 |  |  | Excess(+) | 1 | Full Conversion | INR | [40 empty] | #VALUE! | #VALUE! | #VALUE!
258 | 50003078 Submersible Pump Set with the cost of Motor 2.0HP Single phase(65 Mtr. Head) Model (GP52015) (REVISED). Ground Floor | BI01010001010000000000000515BI0100001369 | 1 | EA | 14432.5 |  |  | Excess(+) | 1 | Full Conversion | INR | [40 empty] | #VALUE! | #VALUE! | #VALUE!
259 | 50003082 Control Panel Board (C&S) Upto 3HP Single Phase.(REVISED) Ground Floor | BI01010001010000000000000515BI0100001370 | 1 | EA | 2925 |  |  | Excess(+) | 1 | Full Conversion | INR | [40 empty] | #VALUE! | #VALUE! | #VALUE!
260 | 50003086 HDPE Pipes 32/40 mm ( High Density PVC pipes inner dia 32mm, outer dia 40mm, 6Kg/ Cm Sqr. With IS specification (Detail cost per 1 meter)(REVISED) Ground Floor | BI01010001010000000000000515BI0100001371 | 220 | RMT | 90.78 |  |  | Excess(+) | 1 | Full Conversion | INR | [40 empty] | #VALUE! | #VALUE! | #VALUE!
261 | 50003088 Steel Rope with PVC coated 6mm Detail cost per 1 meter.(REVISED) Ground Floor | BI01010001010000000000000515BI0100001372 | 380 | RMT | 26.7 |  |  | Excess(+) | 1 | Full Conversion | INR | [40 empty] | #VALUE! | #VALUE! | #VALUE!
262 | 50003090 Finolex/L&T/BCH Cable 4 Sq. mm( 3core copper wire flat cablePVC insulation) Detail cost per 1 meter.(REVISED) Ground Floor | BI01010001010000000000000515BI0100001373 | 180 | RMT | 112.98 |  |  | Excess(+) | 1 | Full Conversion | INR | [40 empty] | #VALUE! | #VALUE! | #VALUE!
263 | 50003092 Accessories like Nipple, Bore cover,MS clamp, Nut Bolt,Stainless steel nipple, Short piece, GI bend, Socket etc. complete.Detail cost per 1 Set.(REVISED) Ground Floor | BI01010001010000000000000515BI0100001374 | 1 | SET | 961.54 |  |  | Excess(+) | 1 | Full Conversion | INR | [40 empty] | #VALUE! | #VALUE! | #VALUE!
264 | 50003094 Bore Well Installation Charges including transportation Charge per 1 Set.(REVISED). Ground Floor | BI01010001010000000000000515BI0100001375 | 1 | SET | 4200 |  |  | Excess(+) | 1 | Full Conversion | INR | [40 empty] | #VALUE! | #VALUE! | #VALUE!
265 | MIS-CVL-Inspection | BI01010001010000000000000515BI0100001376
266 | 50000000 "Earth work in hard soil or gravelly soil within 50m. initial lead and 1.5m. initial lift including rough dressing and breaking clodsto maximum 5cm. to 7cm. and laying and layers not exceeding 0.3m. in depth. " Ground Floor | BI01010001010000000000000515BI0100001377 | 9.41 | CUM | 197.61 |  |  | Excess(+) | 1 | Full Conversion | INR | [40 empty] | #VALUE! | #VALUE! | #VALUE!
267 | 50000003 "Providing and laying plain cement concrete 1:4:8 (1 cement: 4 sand: 8 stone agregate 40mm nominal size) as levelling course in foundation and plinth etc. including tempering, curring, shuttering etc.complete all depth and height. " Ground Floor | BI01010001010000000000000515BI0100001378 | 1.57 | CUM | 4292.62 |  |  | Excess(+) | 1 | Full Conversion | INR | [40 empty] | #VALUE! | #VALUE! | #VALUE!
268 | 50000008 "Providing and laying reinforced cement concret of M-20 grade with 20mm and down grade black hard grinite(crusher broken) stone chips including cost of all materials, labours T&P etc. Complete but excluding the cost of reinforcement. " Ground Floor | BI01010001010000000000000515BI0100001379 | 2.71 | CUM | 4753.9 |  |  | Excess(+) | 1 | Full Conversion | INR | [40 empty] | #VALUE! | #VALUE! | #VALUE!
269 | 50000009 "Rigid and smooth centering and shuttering false, levelled works and dismentalling then after casting including cost of mterials complete for Plinth band & Column Footing. " Ground Floor | BI01010001010000000000000515BI0100001380 | 3.34 | SQM | 109.61 |  |  | Excess(+) | 1 | Full Conversion | INR | [40 empty] | #VALUE! | #VALUE! | #VALUE!
270 | 50000017 "Supplying of filling sand in foundation and plinth including watering,ramming,consolidating and dressing,labours,tools, taxes etc., all complete as per the specification and direction of E.I.C. " Ground Floor | BI01010001010000000000000515BI0100001381 | 1.57 | CUM | 637.34 |  |  | Excess(+) | 1 | Full Conversion | INR | [40 empty] | #VALUE! | #VALUE! | #VALUE!
271 | 50000020 "12mm thick cement plaster in cement mortar 1:6 (1cement:6sand) including necessary scaffolding curring etc. All complete at all depth and height. for out side portion wall. " Ground Floor | BI01010001010000000000000515BI0100001382 | 23.41 | SQM | 143.59 |  |  | Excess(+) | 1 | Full Conversion | INR | [40 empty] | #VALUE! | #VALUE! | #VALUE!
272 | 50000021 "6mm thick cement plaster in cement mortar 1:4 (1 cement:4 sand) to R.C.C surfaces finished smmoth including closed deep chiping and slurry treatment with necessary scaffolding,curring etc. All complete at all depth and height.for inside and out side portion. " Ground Floor | BI01010001010000000000000515BI0100001383 | 16.44 | SQM | 159.04 |  |  | Excess(+) | 1 | Full Conversion | INR | [40 empty] | #VALUE! | #VALUE! | #VALUE!
273 | 50000039 "Cutting, bending, binding and placing in position of reinforcement steel for R.C.C. work including the cost of 16 S.W.G. binding wire, steel, labour tools etc." Ground Floor | BI01010001010000000000000515BI0100001384 | 1.48 | QTL | 9093.09 |  |  | Excess(+) | 1 | Full Conversion | INR | [40 empty] | #VALUE! | #VALUE! | #VALUE!
274 | 50001303 Fly Ash brick masonary in cement mortar 1:6:(1 cement:6 sand) using Fly Ash bricks of 23cm x 11cm x 8cm having crushing strength not less than 75kg./Cm2 per sqcm with dimentional tolerance +/- 2% including watering, curing and cost, conveyance, royalty of all materials & cost of labour etc complete. In Foundation & Plinth Ground Floor | BI01010001010000000000000515BI0100001385 | 5.86 | CUM | 4144.69 |  |  | Excess(+) | 1 | Full Conversion | INR | [40 empty] | #VALUE! | #VALUE! | #VALUE!
275 | 50001719 12mm thick cement plaster 1:4 overbrick work with cement punning for skirting. including cost of labour, material, T&P etc. all complete. Ground Floor | BI01010001010000000000000515BI0100001386 | 36.93 | SQM | 161.03 |  |  | Excess(+) | 1 | Full Conversion | INR | [40 empty] | #VALUE! | #VALUE! | #VALUE!
276 | MIS-CVL-Paver Road | BI01010001010000000000000515BI0100001387
277 | 50000000 "Earth work in hard soil or gravelly soil within 50m. initial lead and 1.5m. initial lift including rough dressing and breaking clodsto maximum 5cm. to 7cm. and laying and layers not exceeding 0.3m. in depth. " Ground Floor | BI01010001010000000000000515BI0100001388 | 49.53 | CUM | 197.61 |  |  | Excess(+) | 1 | Full Conversion | INR | [40 empty] | #VALUE! | #VALUE! | #VALUE!
278 | 50000003 "Providing and laying plain cement concrete 1:4:8 (1 cement: 4 sand: 8 stone agregate 40mm nominal size) as levelling course in foundation and plinth etc. including tempering, curring, shuttering etc.complete all depth and height. " Ground Floor | BI01010001010000000000000515BI0100001389 | 2.12 | CUM | 4292.62 |  |  | Excess(+) | 1 | Full Conversion | INR | [40 empty] | #VALUE! | #VALUE! | #VALUE!
279 | 50000008 "Providing and laying reinforced cement concret of M-20 grade with 20mm and down grade black hard grinite(crusher broken) stone chips including cost of all materials, labours T&P etc. Complete but excluding the cost of reinforcement. " Ground Floor | BI01010001010000000000000515BI0100001390 | 5.66 | CUM | 4753.9 |  |  | Excess(+) | 1 | Full Conversion | INR | [40 empty] | #VALUE! | #VALUE! | #VALUE!
280 | 50000009 "Rigid and smooth centering and shuttering false, levelled works and dismentalling then after casting including cost of mterials complete for Plinth band & Column Footing. " Ground Floor | BI01010001010000000000000515BI0100001391 | 55.74 | SQM | 109.61 |  |  | Excess(+) | 1 | Full Conversion | INR | [40 empty] | #VALUE! | #VALUE! | #VALUE!
281 | 50000017 "Supplying of filling sand in foundation and plinth including watering,ramming,consolidating and dressing,labours,tools, taxes etc., all complete as per the specification and direction of E.I.C. " Ground Floor | BI01010001010000000000000515BI0100001392 | 44.57 | CUM | 637.34 |  |  | Excess(+) | 1 | Full Conversion | INR | [40 empty] | #VALUE! | #VALUE! | #VALUE!
282 | 50001701 Providing and laying 80 mm thick Factory made cement concrete interlocking Paver block of M40 grade made by block making machine with strong vibratory compaction and approved size and design/ shape laid in required colour and pattern over and including 50 mm thick compacted bed of coares sand, filling the joints with coarse sand etc. all complete as per the direction of Engineer-In-Charge. Ground Floor | BI01010001010000000000000515BI0100001393 | 278.7 | SQM | 901.06 |  |  | Excess(+) | 1 | Full Conversion | INR | [40 empty] | #VALUE! | #VALUE! | #VALUE!
283 | MIS-CVL-R.C.C Drai | BI01010001010000000000000515BI0100001394
284 | 50000000 "Earth work in hard soil or gravelly soil within 50m. initial lead and 1.5m. initial lift including rough dressing and breaking clodsto maximum 5cm. to 7cm. and laying and layers not exceeding 0.3m. in depth. " Ground Floor | BI01010001010000000000000515BI0100001395 | 49.53 | CUM | 197.61 |  |  | Excess(+) | 1 | Full Conversion | INR | [40 empty] | #VALUE! | #VALUE! | #VALUE!
285 | 50000003 "Providing and laying plain cement concrete 1:4:8 (1 cement: 4 sand: 8 stone agregate 40mm nominal size) as levelling course in foundation and plinth etc. including tempering, curring, shuttering etc.complete all depth and height. " Ground Floor | BI01010001010000000000000515BI0100001396 | 7.08 | CUM | 4292.62 |  |  | Excess(+) | 1 | Full Conversion | INR | [40 empty] | #VALUE! | #VALUE! | #VALUE!
286 | 50000008 "Providing and laying reinforced cement concret of M-20 grade with 20mm and down grade black hard grinite(crusher broken) stone chips including cost of all materials, labours T&P etc. Complete but excluding the cost of reinforcement. " Ground Floor | BI01010001010000000000000515BI0100001397 | 24.43 | CUM | 4753.9 |  |  | Excess(+) | 1 | Full Conversion | INR | [40 empty] | #VALUE! | #VALUE! | #VALUE!
287 | 50000009 "Rigid and smooth centering and shuttering false, levelled works and dismentalling then after casting including cost of mterials complete for Plinth band & Column Footing. " Ground Floor | BI01010001010000000000000515BI0100001398 | 201.13 | SQM | 109.61 |  |  | Excess(+) | 1 | Full Conversion | INR | [40 empty] | #VALUE! | #VALUE! | #VALUE!
288 | 50000017 "Supplying of filling sand in foundation and plinth including watering,ramming,consolidating and dressing,labours,tools, taxes etc., all complete as per the specification and direction of E.I.C. " Ground Floor | BI01010001010000000000000515BI0100001399 | 7.08 | CUM | 637.34 |  |  | Excess(+) | 1 | Full Conversion | INR | [40 empty] | #VALUE! | #VALUE! | #VALUE!
289 | 50000021 "6mm thick cement plaster in cement mortar 1:4 (1 cement:4 sand) to R.C.C surfaces finished smmoth including closed deep chiping and slurry treatment with necessary scaffolding,curring etc. All complete at all depth and height.for inside and out side portion. " Ground Floor | BI01010001010000000000000515BI0100001400 | 154.83 | SQM | 159.04 |  |  | Excess(+) | 1 | Full Conversion | INR | [40 empty] | #VALUE! | #VALUE! | #VALUE!
290 | 50000039 "Cutting, bending, binding and placing in position of reinforcement steel for R.C.C. work including the cost of 16 S.W.G. binding wire, steel, labour tools etc." Ground Floor | BI01010001010000000000000515BI0100001401 | 17.3 | QTL | 9093.09 |  |  | Excess(+) | 1 | Full Conversion | INR | [40 empty] | #VALUE! | #VALUE! | #VALUE!
291 | MIS-CVL-Septic Tan | BI01010001010000000000000515BI0100001402
292 | 50000000 "Earth work in hard soil or gravelly soil within 50m. initial lead and 1.5m. initial lift including rough dressing and breaking clodsto maximum 5cm. to 7cm. and laying and layers not exceeding 0.3m. in depth. " Ground Floor | BI01010001010000000000000515BI0100001403 | 64.16 | CUM | 197.61 |  |  | Excess(+) | 1 | Full Conversion | INR | [40 empty] | #VALUE! | #VALUE! | #VALUE!
293 | 50000003 "Providing and laying plain cement concrete 1:4:8 (1 cement: 4 sand: 8 stone agregate 40mm nominal size) as levelling course in foundation and plinth etc. including tempering, curring, shuttering etc.complete all depth and height. " Ground Floor | BI01010001010000000000000515BI0100001404 | 7.3 | CUM | 4292.62 |  |  | Excess(+) | 1 | Full Conversion | INR | [40 empty] | #VALUE! | #VALUE! | #VALUE!
294 | 50000008 "Providing and laying reinforced cement concret of M-20 grade with 20mm and down grade black hard grinite(crusher broken) stone chips including cost of all materials, labours T&P etc. Complete but excluding the cost of reinforcement. " Ground Floor | BI01010001010000000000000515BI0100001405 | 3.64 | CUM | 4753.9 |  |  | Excess(+) | 1 | Full Conversion | INR | [40 empty] | #VALUE! | #VALUE! | #VALUE!
295 | 50000011 "Providing and fixing,centering,shuttering of griders beams,column etc including removal of forms work at all depth and heaight. " Ground Floor | BI01010001010000000000000515BI0100001406 | 3.14 | SQM | 761.18 |  |  | Excess(+) | 1 | Full Conversion | INR | [40 empty] | #VALUE! | #VALUE! | #VALUE!
296 | 50000013 "Providing and fixing,centering,shuttering of R.C.C. slabs, staircase,Chajja,including removal of form work at all depth and height. " Ground Floor | BI01010001010000000000000515BI0100001407 | 31.93 | SQM | 445.01 |  |  | Excess(+) | 1 | Full Conversion | INR | [40 empty] | #VALUE! | #VALUE! | #VALUE!
297 | 50000017 "Supplying of filling sand in foundation and plinth including watering,ramming,consolidating and dressing,labours,tools, taxes etc., all complete as per the specification and direction of E.I.C. " Ground Floor | BI01010001010000000000000515BI0100001408 | 4.88 | CUM | 637.34 |  |  | Excess(+) | 1 | Full Conversion | INR | [40 empty] | #VALUE! | #VALUE! | #VALUE!
298 | 50000018 "4"" thick dry brick rammed khoa well watered and fully consolidated complete,including cost of all materials as per direction of Engineer-in-charge. " Ground Floor | BI01010001010000000000000515BI0100001409 | 4.8 | CUM | 338.65 |  |  | Excess(+) | 1 | Full Conversion | INR | [40 empty] | #VALUE! | #VALUE! | #VALUE!
299 | 50000019 "25mm. thick A.S. Flooring with cement concrete 1:2:4 including punning using 12mm. size hard granite chips including cost of all materials T & P etc complete. " Ground Floor | BI01010001010000000000000515BI0100001410 | 20.73 | SQM | 310.84 |  |  | Excess(+) | 1 | Full Conversion | INR | [40 empty] | #VALUE! | #VALUE! | #VALUE!
300 | 50000020 "12mm thick cement plaster in cement mortar 1:6 (1cement:6sand) including necessary scaffolding curring etc. All complete at all depth and height. for out side portion wall. " Ground Floor | BI01010001010000000000000515BI0100001411 | 17.43 | SQM | 143.59 |  |  | Excess(+) | 1 | Full Conversion | INR | [40 empty] | #VALUE! | #VALUE! | #VALUE!
301 | 50000021 "6mm thick cement plaster in cement mortar 1:4 (1 cement:4 sand) to R.C.C surfaces finished smmoth including closed deep chiping and slurry treatment with necessary scaffolding,curring etc. All complete at all depth and height.for inside and out side portion. " Ground Floor | BI01010001010000000000000515BI0100001412 | 32.93 | SQM | 159.04 |  |  | Excess(+) | 1 | Full Conversion | INR | [40 empty] | #VALUE! | #VALUE! | #VALUE!
302 | 50000039 "Cutting, bending, binding and placing in position of reinforcement steel for R.C.C. work including the cost of 16 S.W.G. binding wire, steel, labour tools etc." Ground Floor | BI01010001010000000000000515BI0100001413 | 3.6 | QTL | 9093.09 |  |  | Excess(+) | 1 | Full Conversion | INR | [40 empty] | #VALUE! | #VALUE! | #VALUE!
303 | 50000043 Filling with excavated earth . Ground Floor | BI01010001010000000000000515BI0100001414 | 7.03 | CUM | 131.74 |  |  | Excess(+) | 1 | Full Conversion | INR | [40 empty] | #VALUE! | #VALUE! | #VALUE!
304 | 50001303 Fly Ash brick masonary in cement mortar 1:6:(1 cement:6 sand) using Fly Ash bricks of 23cm x 11cm x 8cm having crushing strength not less than 75kg./Cm2 per sqcm with dimentional tolerance +/- 2% including watering, curing and cost, conveyance, royalty of all materials & cost of labour etc complete. In Foundation & Plinth Ground Floor | BI01010001010000000000000515BI0100001415 | 14.15 | CUM | 4144.69 |  |  | Excess(+) | 1 | Full Conversion | INR | [40 empty] | #VALUE! | #VALUE! | #VALUE!
305 | 50001719 12mm thick cement plaster 1:4 overbrick work with cement punning for skirting. including cost of labour, material, T&P etc. all complete. Ground Floor | BI01010001010000000000000515BI0100001416 | 37.93 | SQM | 161.03 |  |  | Excess(+) | 1 | Full Conversion | INR | [40 empty] | #VALUE! | #VALUE! | #VALUE!
306 | MIS-INE-LIGHTNING | BI01010001010000000000000515BI0100001417
307 | 40002086 Air-Terminal Supply, Installation, Testing & Commissioning of Early Streamer Emission (ESE-30))type Lightning Air Terminal. Supporting Mast The mounting pole used to support the lightning air terminal shall be minimum length of 05 Mtr. , non corrosive and made up of medium class GI / SS pipe of 1.5″ diameter having base plate at bottom for securely fixing the mast on roof top. The mounting pole and supports shall be securely fixed with the brackets and PVC insulated metallic guy wires to withstand the maximum wind velocity of that area. Protection Radius :- 48 Mtr Make :- ABB / STROMKING All the work should be carried out as per the specified specifications and instruction of the Engineer-in-Charge. Ground Floor | BI01010001010000000000000515BI0100001418 | 1 | NO | 99250 |  |  | Excess(+) | 1 | Full Conversion | INR | [40 empty] | #VALUE! | #VALUE! | #VALUE!
308 | 40002089 Lightning Strike Counter Supply, Installation, Testing & Commissioning of non-electronic & non-resettable (Not require any external power supply) type lightning strike counter to count the lightning stroke having display with IP-67 enclosure including all accessories and connection..(6/7 digit) Make :- ABB / STROMKING All the work should be carried out as per the specified specifications and instruction of the Engineer-in-Charge. Engineer-in-Charge. Ground Floor | BI01010001010000000000000515BI0100001419 | 1 | NO | 27250 |  |  | Excess(+) | 1 | Full Conversion | INR | [40 empty] | #VALUE! | #VALUE! | #VALUE!
309 | 40002095 Supply, Installation, Testing & Commissioning of maintenance free chemical earthing having enhancing chemical compound with 3 Mtr. Long copper bonded steel rod and suitable termination clamp including all accessories. Make :- ABB / STAR-X / UNIVERSAL All the work should be carried out as per the specified specifications and instruction of the Engineer-in-Charge. Ground Floor | BI01010001010000000000000515BI0100001420 | 3 | NO | 16650 |  |  | Excess(+) | 1 | Full Conversion | INR | [40 empty] | #VALUE! | #VALUE! | #VALUE!
310 | 40002098 Supply, connection &Testing of sub earthing with 16 Sq.mm single core multi stranded copper flexible wire from surge protection device (SPD) panel to earth electrode & Main panel board to SPD panel including all accessories, cable socketing and connections. Make :- FINOLEX / ANCHOR / HAVELLS All the work should be carried out as per the specified specifications and instruction of the Engineer-in-Charge Ground Floor | BI01010001010000000000000515BI0100001421 | 18 | MTR | 154.73 |  |  | Excess(+) | 1 | Full Conversion | INR | [40 empty] | #VALUE! | #VALUE! | #VALUE!
311 | 40002101 Supply, Installation, Testing & Commissioning of indoor type wall mounted Surge protection device (SPD) panel made of 2 mm thick CRCA sheet, dust and vermin proof duly powder coated having the following arrangement & complete factory wired by 16 Sq.mm single core multi stranded copper flexible wire. [A] Type 1+2 AC Surge Protection Device (SPD) (TP+N) (50 KA) - 01 Set [B] 63 Amp. HRC fuse with link – 03 Nos [C] 100 Amp. 4 pole stud connector – 01 No Make of SPD & HRC Fuse :- HAVELLS / L&T / LEGRAND Make of Wire :- FINOLEX / ANCHOR / HAVELLS All the work should be carried out as per the specified specifications and instruction of the Engineer-in-Charge. Ground Floor | BI01010001010000000000000515BI0100001422 | 1 | NO | 18665 |  |  | Excess(+) | 1 | Full Conversion | INR | [40 empty] | #VALUE! | #VALUE! | #VALUE!
312 | 40002720 Supply and laying of 70sqmm single core FR PVC insulated unseathed copper conductor for voltage grade 1100 volt as per IS-694 in sur face/underground as required(sl no-5.5.2)(Make-KEI/FINOLEX/HAVELLS) Ground Floor | BI01010001010000000000000515BI0100001423 | 65 | MTR | 1038.57 |  |  | Excess(+) | 1 | Full Conversion | INR | [40 empty] | #VALUE! | #VALUE! | #VALUE!
313 | MIS-INE-fire fight | BI01010001010000000000000515BI0100001424
314 | 40001954 Supply installation testing and commissioning of 4.5Kg capacity ISI marked Co2 type Fire Extinguisher confirming to IS15683 with fire rating made from seamless cylinder conforming to IS:7285 duly approved by Chief Controller of explosive,Nagpur,fitted with ISI marked Controlled Valve confirming to IS:3224,high pressure 1 mtr long discharge hose and horn complete with initial gas charged with carrying handle and wall mounting bracket(Make -Fire shield/Kanex/Safex ) Ground Floor | BI01010001010000000000000515BI0100001425 | 6 | NO | 6270 |  |  | Excess(+) | 1 | Full Conversion | INR | [40 empty] | #VALUE! | #VALUE! | #VALUE!
315 | 40004215 Supplying, Installing, testing and commissioning 100mm nominal dia (For Terrace) ISI Mark CI butterfly valves( PN 16) slim seal standared lever operated type with required flanges, nuts, bolts etc. complete. Ground Floor | BI01010001010000000000000515BI0100001426 | 1 | NO | 4540 |  |  | Excess(+) | 1 | Full Conversion | INR | [40 empty] | #VALUE! | #VALUE! | #VALUE!
316 | 40005724 Supplying, installing, testing and commissioning of 100mm nominal dia M.S. Pipes confirming to IS 1239 Pt - I Heavy grade with painting, suitable type of supports, anchor fasteners, bolts nuts, clamps, "U" bolt, malleable specials such as Reducers,Tees, elbows, flanges. Including cutting, Welding, fixing in / on walls, ceiling by using suitable supports etc, as per drawings. The quoted rate shall also include for chasing / chipping walls, making bore holes in walls / floor and making them good with filler material and finished in cement morter etc. complete.(Pipes - Tata/Jindal ,Anchor fastener- Hilti/ Wurth) Ground Floor | BI01010001010000000000000515BI0100001427 | 35 | MTR | 1784 |  |  | Excess(+) | 1 | Full Conversion | INR | [40 empty] | #VALUE! | #VALUE! | #VALUE!
317 | 40005764 1 lengths of 15 M long, 63mm dia RRL hose with instataneuos couplings and Hoses shall be stored in side the hose cabinet. Ground Floor | BI01010001010000000000000515BI0100001428 | 8 | NO | 5450 |  |  | Excess(+) | 1 | Full Conversion | INR | [40 empty] | #VALUE! | #VALUE! | #VALUE!
318 | 40005770 M.S. Hose Cabinet fabricated out of M.S. sheet of 16 swg. with glass fronted ( 4mm thick glass with rubber beeding) and size of the Cabinet shall be 600 mm (L)x450mm(H)x250mm(Width).Quoted rate shall be includes Hinges, all fasteners etc, and Door shall be powder coated of approved colour both inside and out side. Ground Floor | BI01010001010000000000000515BI0100001429 | 4 | NO | 3600 |  |  | Excess(+) | 1 | Full Conversion | INR | [40 empty] | #VALUE! | #VALUE! | #VALUE!
319 | 40005922 Supply of ISI mark 100mm CI Non return valve (PN16) double flange with nut bolt etc. (Kartar /sant) Ground Floor | BI01010001010000000000000515BI0100001430 | 1 | NO | 5840 |  |  | Excess(+) | 1 | Full Conversion | INR | [40 empty] | #VALUE! | #VALUE! | #VALUE!
320 | 40005934 Supply of Spring loaded GM Air realize valve with suitable short peace pipe tapeline tape with required fittings etc . Ground Floor | BI01010001010000000000000515BI0100001431 | 1 | NO | 1250 |  |  | Excess(+) | 1 | Full Conversion | INR | [40 empty] | #VALUE! | #VALUE! | #VALUE!
321 | 40005944 Supply of Branch pipe (Kartar/Newage) Ground Floor | BI01010001010000000000000515BI0100001432 | 3 | NO | 2095 |  |  | Excess(+) | 1 | Full Conversion | INR | [40 empty] | #VALUE! | #VALUE! | #VALUE!
322 | 40005946 Providing and fixing electrically operated dual type pressure switches with threaded connection for a pressure vessel, complete suitable for 0-15 Kg/Sq.cm model IPS-200 .Make - Dandfos. Ground Floor | BI01010001010000000000000515BI0100001433 | 1 | NO | 2240 |  |  | Excess(+) | 1 | Full Conversion | INR | [40 empty] | #VALUE! | #VALUE! | #VALUE!
323 | 40005948 Providing and fixing dial type pressure gauge with isolation cock and chrome plated copper pipe at hydrant station.Make - H-Guru.Dial diameter 100 mm calibration 0-15 kg/sp.cm Ground Floor | BI01010001010000000000000515BI0100001434 | 1 | NO | 1300 |  |  | Excess(+) | 1 | Full Conversion | INR | [40 empty] | #VALUE! | #VALUE! | #VALUE!
324 | 40005950 Supply , Installation , testing and commissioning of 3c x 10sqm aluminium cable.Make-Polycab/Finolex . Ground Floor | BI01010001010000000000000515BI0100001435 | 30 | MTR | 173 |  |  | Excess(+) | 1 | Full Conversion | INR | [40 empty] | #VALUE! | #VALUE! | #VALUE!
325 | 40005956 Supply of manual call point Make (Make- Honey well Brand: System Sensor) Ground Floor | BI01010001010000000000000515BI0100001436 | 10 | NO | 1130 |  |  | Excess(+) | 1 | Full Conversion | INR | [40 empty] | #VALUE! | #VALUE! | #VALUE! | 1.01 | Supplying, Conveying and fixing spls. Including eart | item1 | 123.223 | Nos
326 | 40005962 Supply of 6 Kg capacity Fire Shield brand ABC Stored Pressure type Fire Extinguisher consisting of wielded cylinder, squeeze lever discharge valve fitted with pressure indicating gauge, internal discharge tube, discharge nozzle suspension bracket, conforming to IS : 13849 duly charged with ISI Marked Mono Ammonium Phosphate base ABC Powder conforming to IS : 14609 and pressurized with Nitrogen Gas (ISI Marked) (Make -Fire shield/Kanex/Safex) . Ground Floor | BI01010001010000000000000515BI0100001437 | 10 | NO | 3300 |  |  | Excess(+) | 1 | Full Conversion | INR | [40 empty] | #VALUE! | #VALUE! | #VALUE! | 3 | Supplying, Conveying and fixing spls. Including ea | item4 | 10 | Nos
327 | 40006162 Supply, erection, testing & commissioning of electrical motor driven Booster pump with gland packing and capable to deliver 450LPM discharge, with weather proof control panel complete. The quoted rate shall includes providing & fixing of coupling, coupling gaurd etc.(Make-Willo/Kirloskar/lubi) Ground Floor | BI01010001010000000000000515BI0100001438 | 1 | NO | 53800 |  |  | Excess(+) | 1 | Full Conversion | INR | [40 empty] | #VALUE! | #VALUE! | #VALUE! | 1.01 | Supplying, Conveying and fixing spls. Including eart | item1 | 123.223 | Nos
328 | 40006228 Providing & fixing Gunmetal collecting head with 63 mm dia instantaneous type inlet and 150 mm dia flanged outlet fire brigade connection to fire risers (I.S. 904-1965) complete with campanion flange as per table "E" nuts, bolts, gasket included cutting & welding at all level and position ..Fire shield / KARTAR Two way Ground Floor | BI01010001010000000000000515BI0100001439 | 1 | NO | 5730 |  |  | Excess(+) | 1 | Full Conversion | INR | [40 empty] | #VALUE! | #VALUE! | #VALUE! | 1.02 | Construction of chamber for 100mm sluice plates | item2 | 213 | Nos
329 | 40006230 Supply , Installation , testing and commissioning of control panel of 450lpm fire pump .Make -ASES/LUBI/GREEN POWER . Ground Floor | BI01010001010000000000000515BI0100001440 | 1 | NO | 18000 |  |  | Excess(+) | 1 | Full Conversion | INR | [40 empty] | #VALUE! | #VALUE! | #VALUE! | 2 | Construction of chamber for 100mm sluices valve | item3 | 10 | Nos
330 | 40006239 Providing and fixing SS landing valve conforming to IS -52290 with 63 mm dia. instantaneous female coupling on the outlet with PVC cap with chain, necessary companion flanges ( as per table "E") nuts, bolts, washer and gasket complete as per specification. (ISI marked) .SAFE GUARD / KARTAR / Ground Floor | BI01010001010000000000000515BI0100001441 | 4 | NO | 7258 |  |  | Excess(+) | 1 | Full Conversion | INR | [40 empty] | #VALUE! | #VALUE! | #VALUE! | 1.01 | Supplying, Conveying and fixing spls. Including eart | item1 | 123.223 | Nos
331 | 40006255 Supply and fixing of wall mounting type Auto glow signages of different type like, fire exit with one side arrow /do not use lift in case of fire/Emergency Exit/Staircase Indicating Arrow etc . Sizes :-300x150mm . type . Ground Floor | BI01010001010000000000000515BI0100001442 | 40 | NO | 690 |  |  | Excess(+) | 1 | Full Conversion | INR | [40 empty] | #VALUE! | #VALUE! | #VALUE! | 2 | Construction of chamber for 100mm sluices valve | item3 | 10 | Nos
332 | 40006258 Providing and fixing first aid fire hose reel drum wall mounting, swinging type fitted with 20mm dia. B129 30m long high pressure rubber hose type -II to IS. 5132 or nylone braieded polypropelene hose of approve make with 5 mm outlet S.S. nozzle with shut off valve (IS. 884-1969). Ground Floor | BI01010001010000000000000515BI0100001443 | 4 | NO | 8180 |  |  | Excess(+) | 1 | Full Conversion | INR | [40 empty] | #VALUE! | #VALUE! | #VALUE! | 3 | Supplying, Conveying and fixing spls. Including ea | item4 | 10 | Nos
333 | 40006275 Providing and fixing brass ball valve with lever and screwed female ends.(20 kg/cm2)at all level and position .Zoloto/Kartar. 25mm dia Ground Floor | BI01010001010000000000000515BI0100001444 | 4 | NO | 1129.26 |  |  | Excess(+) | 1 | Full Conversion | INR | [40 empty] | #VALUE! | #VALUE! | #VALUE! | 4 | Construction of chamber for 100mm sluice plates | item5 | 10 | Nos
334 | 40006354 Supply, Installation, Testing and Commissioning of 25mm nominal dia of flange jointed / screwed / welded, M.S. Pipes of Class c (Heavy class) ISI marked including accessories such as MS bracket, U clamps with Anchor fasteners, tees / elbows / reducers / couplings / unions / bends / flanges etc., and laying on the surface including painting with two coats of anticorrosive primer and two coats of approved red enamel paint after laying and testing after Installation etc. as per specifications complete as required. (Pipes - Tata/Jindal ,Anchor fastener- Hilti/ Wurth) Ground Floor | BI01010001010000000000000515BI0100001445 | 6 | MTR | 570 |  |  | Excess(+) | 1 | Full Conversion | INR | [40 empty] | #VALUE! | #VALUE! | #VALUE! | 4 | Construction of chamber for 100mm sluice plates | item5 | 10 | Nos
335 | 40006495 Supply ,Installation,testing & Commissioning of flash cum sounder(Hooter).Make-Honeywell MORLEY IAS/ Apollo /system sensor Or GST . Ground Floor | BI01010001010000000000000515BI0100001446 | 10 | NO | 5340 |  |  | Excess(+) | 1 | Full Conversion | INR | [40 empty] | #VALUE! | #VALUE! | #VALUE! | 4 | Construction of chamber for 100mm sluice plates | item5 | 10 | Nos
336 | 40006595 Supply , Installation , testing and commissioning of 2C x 1.5 Sq. mm copper cable .Make-Polycab/Finolex . Ground Floor | BI01010001010000000000000515BI0100001447 | 20 | MTR | 111 |  |  | Excess(+) | 1 | Full Conversion | INR | [40 empty] | #VALUE! | #VALUE! | #VALUE! | 1.01 | Supplying, Conveying and fixing spls. Including eart | item1 | 123.223 | Nos
337 | 40008061 Supply ,Installation,testing & Commissioning of convensational 8 Zone Fire Alarm Panel . Make - Agni /ASES Or GST . Ground Floor | BI01010001010000000000000515BI0100001448 | 10 | NO | 19500 |  |  | Excess(+) | 1 | Full Conversion | INR | [40 empty] | #VALUE! | #VALUE! | #VALUE! | 1.02 | Construction of chamber for 100mm sluice plates | item2 | 213 | Nos
338 | 40008634 Supply, installation, testing and commissioning CI `Y' strainer 100mm dia. with bronze perforated sheet basket including rubber gasket, flanges, nuts, bolts and washers etc., complete.SANT / ZOLOTO / KARTAR Ground Floor | BI01010001010000000000000515BI0100001449 | 1 | NO | 11375 |  |  | Excess(+) | 1 | Full Conversion | INR | [40 empty] | #VALUE! | #VALUE! | #VALUE! | 2 | Construction of chamber for 100mm sluices valve | item3 | 10 | Nos
339 | MIS-IPH-INTERNAL P | BI01010001010000000000000515BI0100001450 | [52 empty] | 3 | Supplying, Conveying and fixing spls. Including ea | item4 | 10 | Nos
340 | 10000006 Providing and fixing Chlorinated Polyvinyl Chloride (CPVC) pipes conforming to IS:15778,having thermal stability for hot & cold water supply,including all CPVC plain & brass threaded fittings including fixing the pipe with clamps at 1.00 m spacing. This includes jointing of pipes & fittings with one step CPVC solvent cement and testing of joints complete as per direction of Engineer-in-Charge. For 40mm nominal outer dia pipes Ground Floor | BI01010001010000000000000515BI0100001451 | 37 | MTR | 590.74 |  |  | Excess(+) | 1 | Full Conversion | INR | [40 empty] | #VALUE! | #VALUE! | #VALUE! | 1.01 | Supplying, Conveying and fixing spls. Including eart | item1 | 123.223 | Nos
341 | 10000079 Fixing of C.P.V.C Full Way Valve/ Ball Valve conforming to the following nominal sizes with wheel as per specification complete . 40mm diameter Ground Floor | BI01010001010000000000000515BI0100001452 | 4 | NO | 641.04 |  |  | Excess(+) | 1 | Full Conversion | INR | [40 empty] | #VALUE! | #VALUE! | #VALUE! | 1.02 | Construction of chamber for 100mm sluice plates | item2 | 213 | Nos
342 | 10000081 Fixing of C.P.V.C Full Way Valve/ Ball Valve conforming to the following nominal sizes with wheel as per specification complete . 25mm diameter Ground Floor | BI01010001010000000000000515BI0100001453 | 4 | NO | 526.99 |  |  | Excess(+) | 1 | Full Conversion | INR | [40 empty] | #VALUE! | #VALUE! | #VALUE! | 2 | Construction of chamber for 100mm sluices valve | item3 | 10 | Nos
343 | 10000380 Fixing Rotational moulded polyethylene cylindrical vertical water storage tanks conforming to IS : 12701--1996 including cutting holes through the tank and fixing mild steel tubes and fittings and providing extra sockets and jam nuts, fixing ball valve etc, including hoisting upto a height of 5 metres above ground level and placing the tank to the required position etc all complete as per specification and direction of the E.I.C .2 Layer Cylinderical Vertical water storage tanks (Details of cost for one Tank On the roof of ground floor) Ground Floor | BI01010001010000000000000515BI0100001454 | 10000 | LT | 10.75 |  |  | Excess(+) | 1 | Full Conversion | INR | [40 empty] | #VALUE! | #VALUE! | #VALUE! | 3 | Supplying, Conveying and fixing spls. Including ea | item4 | 10 | Nos
344 | Academic Building-II (G+2) at Berhampur University | BI01010001010000000000000515BI0100001455 | [52 empty] | 1.01 | Supplying, Conveying and fixing spls. Including eart | item1 | 123.223 | Nos
345 | CVL | BI01010001010000000000000515BI0100001456 | [52 empty] | 1.02 | Construction of chamber for 100mm sluice plates | item2 | 213 | Nos
346 | 50000000 "Earth work in hard soil or gravelly soil within 50m. initial lead and 1.5m. initial lift including rough dressing and breaking clodsto maximum 5cm. to 7cm. and laying and layers not exceeding 0.3m. in depth. " Ground Floor | BI01010001010000000000000515BI0100001457 | 420.76 | CUM | 197.61 |  |  | Excess(+) | 1 | Full Conversion | INR | [40 empty] | #VALUE! | #VALUE! | #VALUE! | 2 | Construction of chamber for 100mm sluices valve | item3 | 10 | Nos
347 | 50000003 "Providing and laying plain cement concrete 1:4:8 (1 cement: 4 sand: 8 stone agregate 40mm nominal size) as levelling course in foundation and plinth etc. including tempering, curring, shuttering etc.complete all depth and height. " Ground Floor | BI01010001010000000000000515BI0100001458 | 83.01 | CUM | 4292.62 |  |  | Excess(+) | 1 | Full Conversion | INR | [40 empty] | #VALUE! | #VALUE! | #VALUE! | 1.01 | Supplying, Conveying and fixing spls. Including eart | item1 | 123.223 | Nos
348 | 50000008 "Providing and laying reinforced cement concret of M-20 grade with 20mm and down grade black hard grinite(crusher broken) stone chips including cost of all materials, labours T&P etc. Complete but excluding the cost of reinforcement. " Ground Floor | BI01010001010000000000000515BI0100001459 | 259.04 | CUM | 4753.9 |  |  | Excess(+) | 1 | Full Conversion | INR | [40 empty] | #VALUE! | #VALUE! | #VALUE! | 1.02 | Construction of chamber for 100mm sluice plates | item2 | 213 | Nos
349 | First Floor | BI01010001010000000000000515BI0100001460 | 113.43 | CUM | 4841.48 |  |  | Excess(+) | 1 | Full Conversion | INR | [40 empty] | #VALUE! | #VALUE! | #VALUE! | 2 | Construction of chamber for 100mm sluices valve | item3 | 10 | Nos
350 | Second Floor | BI01010001010000000000000515BI0100001461 | 113.57 | CUM | 4942.2 |  |  | Excess(+) | 1 | Full Conversion | INR | [40 empty] | #VALUE! | #VALUE! | #VALUE! | 3 | Supplying, Conveying and fixing spls. Including ea | item4 | 10 | Nos
351 | Third Floor | BI01010001010000000000000515BI0100001462 | 15.56 | CUM | 5058.03 |  |  | Excess(+) | 1 | Full Conversion | INR | [40 empty] | #VALUE! | #VALUE! | #VALUE! | 4 | Construction of chamber for 100mm sluice plates | item5 | 10 | Nos
352 | 50000009 "Rigid and smooth centering and shuttering false, levelled works and dismentalling then after casting including cost of mterials complete for Plinth band & Column Footing. " Ground Floor | BI01010001010000000000000515BI0100001463 | 428.48 | SQM | 109.61 |  |  | Excess(+) | 1 | Full Conversion | INR | [40 empty] | #VALUE! | #VALUE! | #VALUE! | 1.01 | Supplying, Conveying and fixing spls. Including eart | item1 | 123.223 | Nos
353 | 50000010 " Providing and fixing,centering,shuttering of lintels including removal of form work at all depth and height." Ground Floor | BI01010001010000000000000515BI0100001464 | 90.04 | SQM | 274.07 |  |  | Excess(+) | 1 | Full Conversion | INR | [40 empty] | #VALUE! | #VALUE! | #VALUE! | 1.02 | Construction of chamber for 100mm sluice plates | item2 | 213 | Nos
354 | First Floor | BI01010001010000000000000515BI0100001465 | 89.87 | SQM | 328.88 |  |  | Excess(+) | 1 | Full Conversion | INR | [40 empty] | #VALUE! | #VALUE! | #VALUE! | 2 | Construction of chamber for 100mm sluices valve | item3 | 10 | Nos
355 | Second Floor | BI01010001010000000000000515BI0100001466 | 88.26 | SQM | 394.66 |  |  | Excess(+) | 1 | Full Conversion | INR | [40 empty] | #VALUE! | #VALUE! | #VALUE! | 3 | Supplying, Conveying and fixing spls. Including ea | item4 | 10 | Nos
356 | Third Floor | BI01010001010000000000000515BI0100001467 | 5.27 | SQM | 473.59 |  |  | Excess(+) | 1 | Full Conversion | INR | [40 empty] | #VALUE! | #VALUE! | #VALUE! | 1.01 | Supplying, Conveying and fixing spls. Including eart | item1 | 123.223 | Nos
357 | 50000011 "Providing and fixing,centering,shuttering of griders beams,column etc including removal of forms work at all depth and heaight. " Ground Floor | BI01010001010000000000000515BI0100001468 | 605.27 | SQM | 761.18 |  |  | Excess(+) | 1 | Full Conversion | INR | [40 empty] | #VALUE! | #VALUE! | #VALUE! | 1.02 | Construction of chamber for 100mm sluice plates | item2 | 213 | Nos
358 | First Floor | BI01010001010000000000000515BI0100001469 | 490.01 | SQM | 913.42 |  |  | Excess(+) | 1 | Full Conversion | INR | [40 empty] | #VALUE! | #VALUE! | #VALUE! | 2 | Construction of chamber for 100mm sluices valve | item3 | 10 | Nos
359 | Second Floor | BI01010001010000000000000515BI0100001470 | 486.44 | SQM | 1096.1 |  |  | Excess(+) | 1 | Full Conversion | INR | [40 empty] | #VALUE! | #VALUE! | #VALUE! | 3 | Supplying, Conveying and fixing spls. Including ea | item4 | 10 | Nos
360 | Third Floor | BI01010001010000000000000515BI0100001471 | 51.03 | SQM | 1315.32 |  |  | Excess(+) | 1 | Full Conversion | INR | [40 empty] | #VALUE! | #VALUE! | #VALUE! | 1.01 | Supplying, Conveying and fixing spls. Including eart | item1 | 123.223 | Nos
361 | 50000013 "Providing and fixing,centering,shuttering of R.C.C. slabs, staircase,Chajja,including removal of form work at all depth and height. " Ground Floor | BI01010001010000000000000515BI0100001472 | 498.43 | SQM | 445.01 |  |  | Excess(+) | 1 | Full Conversion | INR | [40 empty] | #VALUE! | #VALUE! | #VALUE! | 1.01 | Supplying, Conveying and fixing spls. Including eart | item1 | 123.223 | Nos
362 | First Floor | BI01010001010000000000000515BI0100001473 | 452.46 | SQM | 534.01 |  |  | Excess(+) | 1 | Full Conversion | INR | [40 empty] | #VALUE! | #VALUE! | #VALUE! | 1.01 | Supplying, Conveying and fixing spls. Including eart | item1 | 123.223 | Nos
363 | Second Floor | BI01010001010000000000000515BI0100001474 | 453.73 | SQM | 640.81 |  |  | Excess(+) | 1 | Full Conversion | INR | [40 empty] | #VALUE! | #VALUE! | #VALUE! | 1.01 | Supplying, Conveying and fixing spls. Including eart | item1 | 123.223 | Nos
364 | Third Floor | BI01010001010000000000000515BI0100001475 | 67.32 | SQM | 768.97 |  |  | Excess(+) | 1 | Full Conversion | INR | [40 empty] | #VALUE! | #VALUE! | #VALUE! | 1.01 | Supplying, Conveying and fixing spls. Including eart | item1 | 123.223 | Nos
365 | 50000017 "Supplying of filling sand in foundation and plinth including watering,ramming,consolidating and dressing,labours,tools, taxes etc., all complete as per the specification and direction of E.I.C. " Ground Floor | BI01010001010000000000000515BI0100001476 | 471.97 | CUM | 637.34 |  |  | Excess(+) | 1 | Full Conversion | INR | [40 empty] | #VALUE! | #VALUE! | #VALUE! | 1.01 | Supplying, Conveying and fixing spls. Including eart | item1 | 123.223 | Nos
366 | 50000020 "12mm thick cement plaster in cement mortar 1:6 (1cement:6sand) including necessary scaffolding curring etc. All complete at all depth and height. for out side portion wall. " Ground Floor | BI01010001010000000000000515BI0100001477 | 1036.31 | SQM | 143.59 |  |  | Excess(+) | 1 | Full Conversion | INR | [40 empty] | #VALUE! | #VALUE! | #VALUE! | 1.01 | Supplying, Conveying and fixing spls. Including eart | item1 | 123.223 | Nos
367 | First Floor | BI01010001010000000000000515BI0100001478 | 939.68 | SQM | 149.29 |  |  | Excess(+) | 1 | Full Conversion | INR | [40 empty] | #VALUE! | #VALUE! | #VALUE! | 1.01 | Supplying, Conveying and fixing spls. Including eart | item1 | 123.223 | Nos
368 | Second Floor | BI01010001010000000000000515BI0100001479 | 916.83 | SQM | 155.28 |  |  | Excess(+) | 1 | Full Conversion | INR | [40 empty] | #VALUE! | #VALUE! | #VALUE! | 1.01 | Supplying, Conveying and fixing spls. Including eart | item1 | 123.223 | Nos
369 | Third Floor | BI01010001010000000000000515BI0100001480 | 271.97 | SQM | 161.57 |  |  | Excess(+) | 1 | Full Conversion | INR | [40 empty] | #VALUE! | #VALUE! | #VALUE! | 1.01 | Supplying, Conveying and fixing spls. Including eart | item1 | 123.223 | Nos
370 | 50000021 "6mm thick cement plaster in cement mortar 1:4 (1 cement:4 sand) to R.C.C surfaces finished smmoth including closed deep chiping and slurry treatment with necessary scaffolding,curring etc. All complete at all depth and height.for inside and out side portion. " Ground Floor | BI01010001010000000000000515BI0100001481 | 672.88 | SQM | 159.04 |  |  | Excess(+) | 1 | Full Conversion | INR | [40 empty] | #VALUE! | #VALUE! | #VALUE! | 1.01 | Supplying, Conveying and fixing spls. Including eart | item1 | 123.223 | Nos
371 | First Floor | BI01010001010000000000000515BI0100001482 | 622.68 | SQM | 163.03 |  |  | Excess(+) | 1 | Full Conversion | INR | [40 empty] | #VALUE! | #VALUE! | #VALUE! | 1.01 | Supplying, Conveying and fixing spls. Including eart | item1 | 123.223 | Nos
372 | Second Floor | BI01010001010000000000000515BI0100001483 | 600.79 | SQM | 167.15 |  |  | Excess(+) | 1 | Full Conversion | INR | [40 empty] | #VALUE! | #VALUE! | #VALUE! | 1.01 | Supplying, Conveying and fixing spls. Including eart | item1 | 123.223 | Nos
373 | Third Floor | BI01010001010000000000000515BI0100001484 | 72.33 | SQM | 171.39 |  |  | Excess(+) | 1 | Full Conversion | INR | [40 empty] | #VALUE! | #VALUE! | #VALUE! | 1.01 | Supplying, Conveying and fixing spls. Including eart | item1 | 123.223 | Nos
374 | 50000022 "16mm thick cement plaster in cement mortar 1:6 (1 cement:6 sand)including necessary scaffolding curring etc. all complete at all depth and height. " Ground Floor | BI01010001010000000000000515BI0100001485 | 874.23 | SQM | 205.21 |  |  | Excess(+) | 1 | Full Conversion | INR | [40 empty] | #VALUE! | #VALUE! | #VALUE! | 1.01 | Supplying, Conveying and fixing spls. Including eart | item1 | 123.223 | Nos
375 | First Floor | BI01010001010000000000000515BI0100001486 | 860.26 | SQM | 210.3 |  |  | Excess(+) | 1 | Full Conversion | INR | [40 empty] | #VALUE! | #VALUE! | #VALUE! | 1.01 | Supplying, Conveying and fixing spls. Including eart | item1 | 123.223 | Nos
376 | Second Floor | BI01010001010000000000000515BI0100001487 | 830.24 | SQM | 215.54 |  |  | Excess(+) | 1 | Full Conversion | INR | [40 empty] | #VALUE! | #VALUE! | #VALUE! | 1.01 | Supplying, Conveying and fixing spls. Including eart | item1 | 123.223 | Nos
377 | Third Floor | BI01010001010000000000000515BI0100001488 | 183.34 | SQM | 220.95 |  |  | Excess(+) | 1 | Full Conversion | INR | [40 empty] | #VALUE! | #VALUE! | #VALUE! | 1.01 | Supplying, Conveying and fixing spls. Including eart | item1 | 123.223 | Nos
378 | 50000023 "Priming one coat with any approved primer on new work to give an even shade including scaffolding and cleaning the surface before application etc.complete. " Ground Floor | BI01010001010000000000000515BI0100001489 | 2432.12 | SQM | 59.75 |  |  | Excess(+) | 1 | Full Conversion | INR | [40 empty] | #VALUE! | #VALUE! | #VALUE! | 1.01 | Supplying, Conveying and fixing spls. Including eart | item1 | 123.223 | Nos
379 | First Floor | BI01010001010000000000000515BI0100001490 | 2294.46 | SQM | 62.28 |  |  | Excess(+) | 1 | Full Conversion | INR | [40 empty] | #VALUE! | #VALUE! | #VALUE! | 2 | Construction of chamber for 100mm sluices valve | item3 | 10 | Nos
380 | Second Floor | BI01010001010000000000000515BI0100001491 | 2221.02 | SQM | 64.94 |  |  | Excess(+) | 1 | Full Conversion | INR | [40 empty] | #VALUE! | #VALUE! | #VALUE! | 1.01 | Supplying, Conveying and fixing spls. Including eart | item1 | 123.223 | Nos
381 | Third Floor | BI01010001010000000000000515BI0100001492 | 526.76 | SQM | 67.72 |  |  | Excess(+) | 1 | Full Conversion | INR | [40 empty] | #VALUE! | #VALUE! | #VALUE! | 1.02 | Construction of chamber for 100mm sluice plates | item2 | 213 | Nos
382 | 50000034 "Supplying ,fitting and fixing of M.S. grill,M.S levoured ventiletors including cost of labour,material,transportation etc. " Ground Floor | BI01010001010000000000000515BI0100001493 | 2106.66 | KG | 95.36 |  |  | Excess(+) | 1 | Full Conversion | INR | [40 empty] | #VALUE! | #VALUE! | #VALUE! | 2 | Construction of chamber for 100mm sluices valve | item3 | 10 | Nos
383 | First Floor | BI01010001010000000000000515BI0100001494 | 1903.26 | KG | 95.36 |  |  | Excess(+) | 1 | Full Conversion | INR | [40 empty] | #VALUE! | #VALUE! | #VALUE! | 1.01 | Supplying, Conveying and fixing spls. Including eart | item1 | 123.223 | Nos
384 | Second Floor | BI01010001010000000000000515BI0100001495 | 1903.26 | KG | 95.36 |  |  | Excess(+) | 1 | Full Conversion | INR | [40 empty] | #VALUE! | #VALUE! | #VALUE! | 1.02 | Construction of chamber for 100mm sluice plates | item2 | 213 | Nos
385 | Third Floor | BI01010001010000000000000515BI0100001496 | 496.4 | KG | 95.36 |  |  | Excess(+) | 1 | Full Conversion | INR | [40 empty] | #VALUE! | #VALUE! | #VALUE! | 2 | Construction of chamber for 100mm sluices valve | item3 | 10 | Nos
386 | 50000039 "Cutting, bending, binding and placing in position of reinforcement steel for R.C.C. work including the cost of 16 S.W.G. binding wire, steel, labour tools etc." Ground Floor | BI01010001010000000000000515BI0100001497 | 296 | QTL | 9093.09 |  |  | Excess(+) | 1 | Full Conversion | INR | [40 empty] | #VALUE! | #VALUE! | #VALUE! | 3 | Supplying, Conveying and fixing spls. Including ea | item4 | 10 | Nos
387 | First Floor | BI01010001010000000000000515BI0100001498 | 149.4 | QTL | 9117.69 |  |  | Excess(+) | 1 | Full Conversion | INR | [40 empty] | #VALUE! | #VALUE! | #VALUE! | 4 | Construction of chamber for 100mm sluice plates | item5 | 10 | Nos
388 | Second Floor | BI01010001010000000000000515BI0100001499 | 149.3 | QTL | 9143.52 |  |  | Excess(+) | 1 | Full Conversion | INR | [40 empty] | #VALUE! | #VALUE! | #VALUE! | 1.01 | Supplying, Conveying and fixing spls. Including eart | item1 | 123.223 | Nos
389 | Third Floor | BI01010001010000000000000515BI0100001500 | 18.5 | QTL | 9170.64 |  |  | Excess(+) | 1 | Full Conversion | INR | [40 empty] | #VALUE! | #VALUE! | #VALUE! | 1.02 | Construction of chamber for 100mm sluice plates | item2 | 213 | Nos
390 | 50000044 "Providing anti-termite treatment including labour and materials etc complete. " Ground Floor | BI01010001010000000000000515BI0100001501 | 468.09 | SQM | 35 |  |  | Excess(+) | 1 | Full Conversion | INR | [40 empty] | #VALUE! | #VALUE! | #VALUE! | 2 | Construction of chamber for 100mm sluices valve | item3 | 10 | Nos
391 | First Floor | BI01010001010000000000000515BI0100001502 | 462.65 | SQM | 35 |  |  | Excess(+) | 1 | Full Conversion | INR | [40 empty] | #VALUE! | #VALUE! | #VALUE! | 3 | Supplying, Conveying and fixing spls. Including ea | item4 | 10 | Nos
392 | Second Floor | BI01010001010000000000000515BI0100001503 | 462.65 | SQM | 35 |  |  | Excess(+) | 1 | Full Conversion | INR | [40 empty] | #VALUE! | #VALUE! | #VALUE! | 1.01 | Supplying, Conveying and fixing spls. Including eart | item1 | 123.223 | Nos
393 | Third Floor | BI01010001010000000000000515BI0100001504 | 49.03 | SQM | 35 |  |  | Excess(+) | 1 | Full Conversion | INR | [40 empty] | #VALUE! | #VALUE! | #VALUE! | 1.02 | Construction of chamber for 100mm sluice plates | item2 | 213 | Nos
394 | 50000057 "Drip course mould plaster 1:4 (1:cement :4 sand) including necessary scaffolding curing etc complete at all depth and height as per direction of site in charge. " Ground Floor | BI01010001010000000000000515BI0100001505 | 564.05 | RMT | 10.12 |  |  | Excess(+) | 1 | Full Conversion | INR | [40 empty] | #VALUE! | #VALUE! | #VALUE! | 2 | Construction of chamber for 100mm sluices valve | item3 | 10 | Nos
395 | First Floor | BI01010001010000000000000515BI0100001506 | 488.35 | RMT | 10.53 |  |  | Excess(+) | 1 | Full Conversion | INR | [40 empty] | #VALUE! | #VALUE! | #VALUE! | 3 | Supplying, Conveying and fixing spls. Including ea | item4 | 10 | Nos
396 | Second Floor | BI01010001010000000000000515BI0100001507 | 488.35 | RMT | 10.97 |  |  | Excess(+) | 1 | Full Conversion | INR | [40 empty] | #VALUE! | #VALUE! | #VALUE! | 1.01 | Supplying, Conveying and fixing spls. Including eart | item1 | 123.223 | Nos
397 | Third Floor | BI01010001010000000000000515BI0100001508 | 39.65 | RMT | 11.43 |  |  | Excess(+) | 1 | Full Conversion | INR | [40 empty] | #VALUE! | #VALUE! | #VALUE! | 1.02 | Construction of chamber for 100mm sluice plates | item2 | 213 | Nos
398 | 50000059 "Supplying,fitting & fixing of 4""dia P.V.C. rain water pipe with necessary fittings and all complete. " Ground Floor | BI01010001010000000000000515BI0100001509 | 78.3 | RMT | 132.25 |  |  | Excess(+) | 1 | Full Conversion | INR | [40 empty] | #VALUE! | #VALUE! | #VALUE! | 2 | Construction of chamber for 100mm sluices valve | item3 | 10 | Nos
399 | First Floor | BI01010001010000000000000515BI0100001510 | 78.3 | RMT | 132.25 |  |  | Excess(+) | 1 | Full Conversion | INR | [40 empty] | #VALUE! | #VALUE! | #VALUE! | 1.01 | Supplying, Conveying and fixing spls. Including eart | item1 | 123.223 | Nos
400 | Second Floor | BI01010001010000000000000515BI0100001511 | 78.3 | RMT | 132.25 |  |  | Excess(+) | 1 | Full Conversion | INR | [40 empty] | #VALUE! | #VALUE! | #VALUE! | 1.02 | Construction of chamber for 100mm sluice plates | item2 | 213 | Nos
401 | Third Floor | BI01010001010000000000000515BI0100001512 | 6 | RMT | 132.25 |  |  | Excess(+) | 1 | Full Conversion | INR | [40 empty] | #VALUE! | #VALUE! | #VALUE! | 2 | Construction of chamber for 100mm sluices valve | item3 | 10 | Nos
402 | 50000063 " One coat of priming with approved primer over new wood work. " Ground Floor | BI01010001010000000000000515BI0100001513 | 72.54 | SQM | 60.41 |  |  | Excess(+) | 1 | Full Conversion | INR | [40 empty] | #VALUE! | #VALUE! | #VALUE! | 3 | Supplying, Conveying and fixing spls. Including ea | item4 | 10 | Nos
403 | First Floor | BI01010001010000000000000515BI0100001514 | 70.74 | SQM | 61.93 |  |  | Excess(+) | 1 | Full Conversion | INR | [40 empty] | #VALUE! | #VALUE! | #VALUE! | 4 | Construction of chamber for 100mm sluice plates | item5 | 10 | Nos
404 | Second Floor | BI01010001010000000000000515BI0100001515 | 70.74 | SQM | 63.49 |  |  | Excess(+) | 1 | Full Conversion | INR | [40 empty] | #VALUE! | #VALUE! | #VALUE! | 1.01 | Supplying, Conveying and fixing spls. Including eart | item1 | 123.223 | Nos
405 | Third Floor | BI01010001010000000000000515BI0100001516 | 23.13 | SQM | 65.1 |  |  | Excess(+) | 1 | Full Conversion | INR | [40 empty] | #VALUE! | #VALUE! | #VALUE! | 1.02 | Construction of chamber for 100mm sluice plates | item2 | 213 | Nos
406 | 50000071 "2.5 cm thick grading concrete (1:2:2) on roof slab with 6mm size hard grinite chips on new work including cost of labour,material,T&P etc all complete. " Ground Floor | BI01010001010000000000000515BI0100001517 | 28.5 | SQM | 296.89 |  |  | Excess(+) | 1 | Full Conversion | INR | [40 empty] | #VALUE! | #VALUE! | #VALUE! | 2 | Construction of chamber for 100mm sluices valve | item3 | 10 | Nos
407 | Second Floor | BI01010001010000000000000515BI0100001518 | 395.63 | SQM | 359.26 |  |  | Excess(+) | 1 | Full Conversion | INR | [40 empty] | #VALUE! | #VALUE! | #VALUE! | 3 | Supplying, Conveying and fixing spls. Including ea | item4 | 10 | Nos
408 | Third Floor | BI01010001010000000000000515BI0100001519 | 40.55 | SQM | 397.62 |  |  | Excess(+) | 1 | Full Conversion | INR | [40 empty] | #VALUE! | #VALUE! | #VALUE! | 1.01 | Supplying, Conveying and fixing spls. Including eart | item1 | 123.223 | Nos
409 | 50000076 "Plinth protection with side brick masionary wall ( 1:6 ) inside sand filling over which 100 mm. thick dry rammed brick khoa packed & over that 50 mm. thick C.C ( 1:4 ) with cement plastering ( 1:4 ) in proper slope. " Ground Floor | BI01010001010000000000000515BI0100001520 | 92.7 | SQM | 1740.22 |  |  | Excess(+) | 1 | Full Conversion | INR | [40 empty] | #VALUE! | #VALUE! | #VALUE! | 1.02 | Construction of chamber for 100mm sluice plates | item2 | 213 | Nos
410 | 50000542 Supplying and fitting, fixing of industrial paver tiles including cost of tile, material,labour T & P etc. Ground Floor | BI01010001010000000000000515BI0100001521 | 45.1 | SQM | 867.28 |  |  | Excess(+) | 1 | Full Conversion | INR | [40 empty] | #VALUE! | #VALUE! | #VALUE! | 2 | Construction of chamber for 100mm sluices valve | item3 | 10 | Nos
411 | 50000884 "Enamel painting two coats including cost of all materials cleaning,brushes,putty etc. " Ground Floor | BI01010001010000000000000515BI0100001522 | 72.54 | SQM | 138.95 |  |  | Excess(+) | 1 | Full Conversion | INR | [40 empty] | #VALUE! | #VALUE! | #VALUE! | 3 | Supplying, Conveying and fixing spls. Including ea | item4 | 10 | Nos
412 | First Floor | BI01010001010000000000000515BI0100001523 | 70.74 | SQM | 142.55 |  |  | Excess(+) | 1 | Full Conversion | INR | [40 empty] | #VALUE! | #VALUE! | #VALUE! | 1.01 | Supplying, Conveying and fixing spls. Including eart | item1 | 123.223 | Nos
413 | Second Floor | BI01010001010000000000000515BI0100001524 | 70.74 | SQM | 146.25 |  |  | Excess(+) | 1 | Full Conversion | INR | [40 empty] | #VALUE! | #VALUE! | #VALUE! | 1.02 | Construction of chamber for 100mm sluice plates | item2 | 213 | Nos
414 | Third Floor | BI01010001010000000000000515BI0100001525 | 23.13 | SQM | 150.07 |  |  | Excess(+) | 1 | Full Conversion | INR | [40 empty] | #VALUE! | #VALUE! | #VALUE! | 2 | Construction of chamber for 100mm sluices valve | item3 | 10 | Nos
415 | 50000964 Fixing of Granite Flooring in floors, Treads <(><<)>(>&<(><<)>)> Landings on 25mm thick bed of cement mortar 1:1 jointed with neat cement slury mixed with pigment to match the shades of the Granite including rubbing and polishing complete etc. Ground Floor | BI01010001010000000000000515BI0100001526 | 51.15 | SQM | 1688.93 |  |  | Excess(+) | 1 | Full Conversion | INR | [40 empty] | #VALUE! | #VALUE! | #VALUE! | 1.01 | Supplying, Conveying and fixing spls. Including eart | item1 | 123.223 | Nos
416 | First Floor | BI01010001010000000000000515BI0100001527 | 51.15 | SQM | 1710.86 |  |  | Excess(+) | 1 | Full Conversion | INR | [40 empty] | #VALUE! | #VALUE! | #VALUE! | 1.02 | Construction of chamber for 100mm sluice plates | item2 | 213 | Nos
417 | Second Floor | BI01010001010000000000000515BI0100001528 | 51.15 | SQM | 1733.88 |  |  | Excess(+) | 1 | Full Conversion | INR | [40 empty] | #VALUE! | #VALUE! | #VALUE! | 2 | Construction of chamber for 100mm sluices valve | item3 | 10 | Nos
418 | 50001303 Fly Ash brick masonary in cement mortar 1:6:(1 cement:6 sand) using Fly Ash bricks of 23cm x 11cm x 8cm having crushing strength not less than 75kg./Cm2 per sqcm with dimentional tolerance +/- 2% including watering, curing and cost, conveyance, royalty of all materials & cost of labour etc complete. In Foundation & Plinth Ground Floor | BI01010001010000000000000515BI0100001529 | 30.44 | CUM | 4144.69 |  |  | Excess(+) | 1 | Full Conversion | INR | [40 empty] | #VALUE! | #VALUE! | #VALUE! | 3 | Supplying, Conveying and fixing spls. Including ea | item4 | 10 | Nos
419 | 50001305 Fly Ash brick masonary in cement mortar 1:6:(1 cement:6 sand) using Fly Ash bricks of 23cm x 11cm x 8cm having crushing strength not less than 75kg./Cm2 per sqcm with dimentional tolerance +/- 2% including watering, curing and cost, conveyance, royalty of all materials & cost of labour etc complete. In Superstructure. Ground Floor | BI01010001010000000000000515BI0100001530 | 143.29 | CUM | 4177.69 |  |  | Excess(+) | 1 | Full Conversion | INR | [40 empty] | #VALUE! | #VALUE! | #VALUE! | 4 | Construction of chamber for 100mm sluice plates | item5 | 10 | Nos
420 | First Floor | BI01010001010000000000000515BI0100001531 | 153.23 | CUM | 4453.49 |  |  | Excess(+) | 1 | Full Conversion | INR | [40 empty] | #VALUE! | #VALUE! | #VALUE! | 4 | Construction of chamber for 100mm sluice plates | item5 | 10 | Nos
421 | Second Floor | BI01010001010000000000000515BI0100001532 | 145.29 | CUM | 4770.67 |  |  | Excess(+) | 1 | Full Conversion | INR | [40 empty] | #VALUE! | #VALUE! | #VALUE! | 4 | Construction of chamber for 100mm sluice plates | item5 | 10 | Nos
422 | Third Floor | BI01010001010000000000000515BI0100001533 | 38.22 | CUM | 5135.43 |  |  | Excess(+) | 1 | Full Conversion | INR | [40 empty] | #VALUE! | #VALUE! | #VALUE! | 1.01 | Supplying, Conveying and fixing spls. Including eart | item1 | 123.223 | Nos
423 | 50001311 Fly Ash brick masonary in cement mortar 1:4:(1 cement:6 sand) using Fly Ash bricks of 23cm x 11cm x 8cm having crushing strength not less than 75kg./Cm2 per sqcm with dimentional tolerance +/- 2% including watering, curing and cost, conveyance, royalty of all materials & cost of labour etc complete. In Superstructure. Ground Floor | BI01010001010000000000000515BI0100001534 | 29.08 | CUM | 4365.71 |  |  | Excess(+) | 1 | Full Conversion | INR | [40 empty] | #VALUE! | #VALUE! | #VALUE! | 1.02 | Construction of chamber for 100mm sluice plates | item2 | 213 | Nos
424 | First Floor | BI01010001010000000000000515BI0100001535 | 21.05 | CUM | 4641.51 |  |  | Excess(+) | 1 | Full Conversion | INR | [40 empty] | #VALUE! | #VALUE! | #VALUE! | 2 | Construction of chamber for 100mm sluices valve | item3 | 10 | Nos
425 | Second Floor | BI01010001010000000000000515BI0100001536 | 20.46 | CUM | 4958.69 |  |  | Excess(+) | 1 | Full Conversion | INR | [40 empty] | #VALUE! | #VALUE! | #VALUE! | 3 | Supplying, Conveying and fixing spls. Including ea | item4 | 10 | Nos
426 | Third Floor | BI01010001010000000000000515BI0100001537 | 1.86 | CUM | 5323.45 |  |  | Excess(+) | 1 | Full Conversion | INR | [40 empty] | #VALUE! | #VALUE! | #VALUE! | 4 | Construction of chamber for 100mm sluice plates | item5 | 10 | Nos
427 | 50001814 Providing & Fixing UPVC glazed sliding window with frames and shases shall be from white UPVC profile which shall have 3 hollow chambers from front to back depth of 65/118 mm. All section of frame and shases shall be reinforced with galvanized mild steel in single continious length,window shall be such that glazing or reglazing on site possible without the need to remove the outer frame from the structure of the building.The glazing must be used 5mm thick reflective glass complete in all respect as per the direction of the Engineer-In -Charge. Ground Floor | BI01010001010000000000000515BI0100001538 | 66.78 | SQM | 5357.14 |  |  | Excess(+) | 1 | Full Conversion | INR | [40 empty] | #VALUE! | #VALUE! | #VALUE! | 4 | Construction of chamber for 100mm sluice plates | item5 | 10 | Nos
428 | First Floor | BI01010001010000000000000515BI0100001539 | 70.74 | SQM | 5357.14 |  |  | Excess(+) | 1 | Full Conversion | INR | [40 empty] | #VALUE! | #VALUE! | #VALUE! | 4 | Construction of chamber for 100mm sluice plates | item5 | 10 | Nos
429 | Second Floor | BI01010001010000000000000515BI0100001540 | 70.74 | SQM | 5357.14 |  |  | Excess(+) | 1 | Full Conversion | INR | [40 empty] | #VALUE! | #VALUE! | #VALUE! | 1.01 | Supplying, Conveying and fixing spls. Including eart | item1 | 123.223 | Nos
430 | Third Floor | BI01010001010000000000000515BI0100001541 | 6.93 | SQM | 5357.14 |  |  | Excess(+) | 1 | Full Conversion | INR | [40 empty] | #VALUE! | #VALUE! | #VALUE! | 1.02 | Construction of chamber for 100mm sluice plates | item2 | 213 | Nos
431 | 50004475 Providing & Fixing of ISI marked 30 mm thick Flush Door Shutters finished with 1mm thick lamination both side total thickness of 32mm flush door Shutter with 4 Nos SS butt Hinges (125x85x5.5), 2 Nos SS Tower Bolt(250x10), 1 No SS Aldrop (400 X 300), 1 No Floor type double door stopper, 2 Nos SS Handle of size 150mm, Teak wood Leaping around the edges, 1 No. Back Buffer with all materials, adhesives etc complete. (Excluding door closure, ornamental handle & Mortice Lock). As per the direction of Engineer-in-Charge. (Green /KIT /Century) [NSWI] Ground Floor | BI01010001010000000000000515BI0100001542 | 14.45 | SQM | 6956.95 |  |  | Excess(+) | 1 | Full Conversion | INR | [40 empty] | #VALUE! | #VALUE! | #VALUE! | 2 | Construction of chamber for 100mm sluices valve | item3 | 10 | Nos
432 | First Floor | BI01010001010000000000000515BI0100001543 | 11.87 | SQM | 6956.95 |  |  | Excess(+) | 1 | Full Conversion | INR | [40 empty] | #VALUE! | #VALUE! | #VALUE! | 3 | Supplying, Conveying and fixing spls. Including ea | item4 | 10 | Nos
433 | Second Floor | BI01010001010000000000000515BI0100001544 | 9.28 | SQM | 6956.95 |  |  | Excess(+) | 1 | Full Conversion | INR | [40 empty] | #VALUE! | #VALUE! | #VALUE! | 1.01 | Supplying, Conveying and fixing spls. Including eart | item1 | 123.223 | Nos
434 | 50004486 Providing & Fixing of ISI marked 30 mm thick Flush Door Shutters finished with 1mm thick lamination both side total thickness of 32mm flush door Shutter with 8 Nos SS butt Hinges (125x85x5.5), 4 Nos SS Tower Bolt(250x10), 1 No SS Aldrop (400 X 300), 2 No Floor type double door stopper, 4 Nos SS Handle of size 150mm, Teak wood Leaping around the edges, 2 Nos. Back Buffer with all materials, adhesives etc complete. (Excluding door closure, ornamental handle & Mortice Lock). As per the direction of Engineer-in-Charge. (Green/KIT/Century) [NSWI] Ground Floor | BI01010001010000000000000515BI0100001545 | 19.74 | SQM | 7446.42 |  |  | Excess(+) | 1 | Full Conversion | INR | [40 empty] | #VALUE! | #VALUE! | #VALUE! | 1.02 | Construction of chamber for 100mm sluice plates | item2 | 213 | Nos
435 | First Floor | BI01010001010000000000000515BI0100001546 | 19.74 | SQM | 7446.42 |  |  | Excess(+) | 1 | Full Conversion | INR | [40 empty] | #VALUE! | #VALUE! | #VALUE! | 2 | Construction of chamber for 100mm sluices valve | item3 | 10 | Nos
436 | Second Floor | BI01010001010000000000000515BI0100001547 | 19.74 | SQM | 7446.42 |  |  | Excess(+) | 1 | Full Conversion | INR | [40 empty] | #VALUE! | #VALUE! | #VALUE! | 3 | Supplying, Conveying and fixing spls. Including ea | item4 | 10 | Nos
437 | 50004496 Providing & Fixing of Factory made WPC Door Frame of size 125x65 provided with plug-in socket arrangement and joined together by screws. The finished door frame units be of approved colour using high quality pigments complete in all respect as per specification and as per the direction of Engineer-in-Charge.(Century) [NSWI] Ground Floor | BI01010001010000000000000515BI0100001548 | 101.7 | RMT | 1683.56 |  |  | Excess(+) | 1 | Full Conversion | INR | [40 empty] | #VALUE! | #VALUE! | #VALUE! | 1.01 | Supplying, Conveying and fixing spls. Including eart | item1 | 123.223 | Nos
438 | First Floor | BI01010001010000000000000515BI0100001549 | 90.15 | RMT | 1683.56 |  |  | Excess(+) | 1 | Full Conversion | INR | [40 empty] | #VALUE! | #VALUE! | #VALUE! | 1.02 | Construction of chamber for 100mm sluice plates | item2 | 213 | Nos
439 | Second Floor | BI01010001010000000000000515BI0100001550 | 84.15 | RMT | 1683.56 |  |  | Excess(+) | 1 | Full Conversion | INR | [40 empty] | #VALUE! | #VALUE! | #VALUE! | 2 | Construction of chamber for 100mm sluices valve | item3 | 10 | Nos
440 | 50004506 Providing & Fixing of Single leaf solid WPC door shutter of 30 mm thick compacted with wood grain finished with 2 Nos SS Handles (150 mm), 2 Nos SS Tower Bolt (250x10), 1 No SS Aldrop (400 X 300), 4 Nos. SS Butt Hinges (125x8.5x5.5), Backside Buffer with all necessary fittings Complete with approved colour as per the direction of Engineer-in-Charge. (Century) [NSWI] Ground Floor | BI01010001010000000000000515BI0100001551 | 9.05 | SQM | 7035.06 |  |  | Excess(+) | 1 | Full Conversion | INR | [40 empty] | #VALUE! | #VALUE! | #VALUE! | 1.01 | Supplying, Conveying and fixing spls. Including eart | item1 | 123.223 | Nos
441 | First Floor | BI01010001010000000000000515BI0100001552 | 7.52 | SQM | 7035.06 |  |  | Excess(+) | 1 | Full Conversion | INR | [40 empty] | #VALUE! | #VALUE! | #VALUE! | 1.02 | Construction of chamber for 100mm sluice plates | item2 | 213 | Nos
442 | Second Floor | BI01010001010000000000000515BI0100001553 | 7.52 | SQM | 7035.06 |  |  | Excess(+) | 1 | Full Conversion | INR | [40 empty] | #VALUE! | #VALUE! | #VALUE! | 2 | Construction of chamber for 100mm sluices valve | item3 | 10 | Nos
443 | 50004526 Supplying, Fitting & Fixing of 10 mm thick Digital Glazed Vitrified Tile/Double charged full body vitrified tile in floor of size 600mm x 600mm of approved shade laid on 25 MM THICK cement mortar (1:1) and filling joints with epoxy grout (2mm) of approved quality including cost of all materials, labour T & P etc required for the works all complete as per direction of Engineer-in-Charge. (For new work only) (SOMANY/ KAJURIA/ NITCO / RAK/VARMORA) [NSWI] Ground Floor | BI01010001010000000000000515BI0100001554 | 416.56 | SQM | 1200.88 |  |  | Excess(+) | 1 | Full Conversion | INR | [40 empty] | #VALUE! | #VALUE! | #VALUE! | 3 | Supplying, Conveying and fixing spls. Including ea | item4 | 10 | Nos
444 | First Floor | BI01010001010000000000000515BI0100001555 | 314.04 | SQM | 1211.01 |  |  | Excess(+) | 1 | Full Conversion | INR | [40 empty] | #VALUE! | #VALUE! | #VALUE! | 4 | Construction of chamber for 100mm sluice plates | item5 | 10 | Nos
445 | Second Floor | BI01010001010000000000000515BI0100001556 | 313.62 | SQM | 1221.65 |  |  | Excess(+) | 1 | Full Conversion | INR | [40 empty] | #VALUE! | #VALUE! | #VALUE! | 1.01 | Supplying, Conveying and fixing spls. Including eart | item1 | 123.223 | Nos
446 | 50004546 Providing, Fixing & Fitting Anti-skid vitrified floor tiles of 9mm thick of size 300mm x 300mm laid over 25mm Cement mortar (1:1) laid in proper slope and filling joints with epoxy grout (2mm) including cost, conveyance, loading, unloading, stacking, royalties and taxes of all Materials, cost of all Labour, Sundries, T & P required for the work, etc. complete in all respect as per the direction of the Engineer-in-charge. (SOMANY/ KAJARIA/ NITCO / RAK). [NSWI] Ground Floor | BI01010001010000000000000515BI0100001557 | 31.91 | SQM | 829.8 |  |  | Excess(+) | 1 | Full Conversion | INR | [40 empty] | #VALUE! | #VALUE! | #VALUE! | 1.02 | Construction of chamber for 100mm sluice plates | item2 | 213 | Nos
447 | First Floor | BI01010001010000000000000515BI0100001558 | 27.89 | SQM | 839.93 |  |  | Excess(+) | 1 | Full Conversion | INR | [40 empty] | #VALUE! | #VALUE! | #VALUE! | 2 | Construction of chamber for 100mm sluices valve | item3 | 10 | Nos
448 | Second Floor | BI01010001010000000000000515BI0100001559 | 27.89 | SQM | 850.57 |  |  | Excess(+) | 1 | Full Conversion | INR | [40 empty] | #VALUE! | #VALUE! | #VALUE! | 3 | Supplying, Conveying and fixing spls. Including ea | item4 | 10 | Nos
449 | 50004556 Providing, Fixing & Fitting Ceramic glazed tiles on wall of size 300mmx450mm of approved shade on 12mm thick cement mortar of mix (1:3) and grouted with epoxy grout including cost, conveyance, loading, unloading, stacking, royalties and taxes of all Materials, cost of all Labour, Sundries, T & P required for the work, etc. complete in all respect as directed by the Engineer-in-charge. (SOMANY/ KAJARIA/ NITCO / RAK) [NSWI] Ground Floor | BI01010001010000000000000515BI0100001560 | 113.64 | SQM | 906.93 |  |  | Excess(+) | 1 | Full Conversion | INR | [40 empty] | #VALUE! | #VALUE! | #VALUE! | 1.01 | Supplying, Conveying and fixing spls. Including eart | item1 | 123.223 | Nos
450 | First Floor | BI01010001010000000000000515BI0100001561 | 99.6 | SQM | 922.18 |  |  | Excess(+) | 1 | Full Conversion | INR | [40 empty] | #VALUE! | #VALUE! | #VALUE! | 1.02 | Construction of chamber for 100mm sluice plates | item2 | 213 | Nos
451 | Second Floor | BI01010001010000000000000515BI0100001562 | 99.6 | SQM | 938.19 |  |  | Excess(+) | 1 | Full Conversion | INR | [40 empty] | #VALUE! | #VALUE! | #VALUE! | 2 | Construction of chamber for 100mm sluices valve | item3 | 10 | Nos
452 | 50004566 Painting two coats of Anti-fungal weather coat, water proofing paint including scaffolding and cleaning the surface before application. (ASIAN (ULTIMA) / BURGER (Anti Dust) / and DULUX (Weather Shield).[NSWI] Ground Floor | BI01010001010000000000000515BI0100001563 | 620 | SQM | 106.76 |  |  | Excess(+) | 1 | Full Conversion | INR | [40 empty] | #VALUE! | #VALUE! | #VALUE! | 3 | Supplying, Conveying and fixing spls. Including ea | item4 | 10 | Nos
453 | First Floor | BI01010001010000000000000515BI0100001564 | 532.98 | SQM | 109.49 |  |  | Excess(+) | 1 | Full Conversion | INR | [40 empty] | #VALUE! | #VALUE! | #VALUE! | 1.01 | Supplying, Conveying and fixing spls. Including eart | item1 | 123.223 | Nos
454 | Second Floor | BI01010001010000000000000515BI0100001565 | 510.37 | SQM | 112.35 |  |  | Excess(+) | 1 | Full Conversion | INR | [40 empty] | #VALUE! | #VALUE! | #VALUE! | 1.02 | Construction of chamber for 100mm sluice plates | item2 | 213 | Nos
455 | Third Floor | BI01010001010000000000000515BI0100001566 | 290.07 | SQM | 115.35 |  |  | Excess(+) | 1 | Full Conversion | INR | [40 empty] | #VALUE! | #VALUE! | #VALUE! | 2 | Construction of chamber for 100mm sluices valve | item3 | 10 | Nos
456 | 50004576 Wall painting two coats with plastic emulsion paint of approved shade including scaffolding and cleaning the surface before application.(ASIAN (Premium Emulsion)/BURGER (Easy Clean)/DULUX (Super Clean). [NSWI] Ground Floor | BI01010001010000000000000515BI0100001567 | 1812.12 | SQM | 104.93 |  |  | Excess(+) | 1 | Full Conversion | INR | [40 empty] | #VALUE! | #VALUE! | #VALUE! | 1.01 | Supplying, Conveying and fixing spls. Including eart | item1 | 123.223 | Nos
457 | First Floor | BI01010001010000000000000515BI0100001568 | 1761.48 | SQM | 106.56 |  |  | Excess(+) | 1 | Full Conversion | INR | [40 empty] | #VALUE! | #VALUE! | #VALUE! | 2 | Construction of chamber for 100mm sluices valve | item3 | 10 | Nos
458 | Second Floor | BI01010001010000000000000515BI0100001569 | 1710.65 | SQM | 108.24 |  |  | Excess(+) | 1 | Full Conversion | INR | [40 empty] | #VALUE! | #VALUE! | #VALUE! | 3 | Supplying, Conveying and fixing spls. Including ea | item4 | 10 | Nos
459 | Third Floor | BI01010001010000000000000515BI0100001570 | 236.69 | SQM | 109.98 |  |  | Excess(+) | 1 | Full Conversion | INR | [40 empty] | #VALUE! | #VALUE! | #VALUE! | 4 | Construction of chamber for 100mm sluice plates | item5 | 10 | Nos
460 | 50004586 Supplying, fitting and fixing of Stainless steel of 304 grade in hand railing using 50mm dia of 2mm thick circular pipe with Balustrade of size 38mm x 38mm x 2mm @ 0.90mtr. C/C and stainless square pipe bracing of size 32mm x 32mm x 2mm in 3 rows in stair case as per approved design and specification, buffing, polishing etc with cost, conveyance, taxes of all materials, labour, T&P etc. required for the complete in all respect. [NSWI] Ground Floor | BI01010001010000000000000515BI0100001571 | 339.49 | KG | 512.27 |  |  | Excess(+) | 1 | Full Conversion | INR | [40 empty] | #VALUE! | #VALUE! | #VALUE! | 4 | Construction of chamber for 100mm sluice plates | item5 | 10 | Nos
461 | First Floor | BI01010001010000000000000515BI0100001572 | 163.46 | KG | 512.27 |  |  | Excess(+) | 1 | Full Conversion | INR | [40 empty] | #VALUE! | #VALUE! | #VALUE! | 4 | Construction of chamber for 100mm sluice plates | item5 | 10 | Nos
462 | Second Floor | BI01010001010000000000000515BI0100001573 | 163.46 | KG | 512.27 |  |  | Excess(+) | 1 | Full Conversion | INR | [40 empty] | #VALUE! | #VALUE! | #VALUE! | 1.01 | Supplying, Conveying and fixing spls. Including eart | item1 | 123.223 | Nos
463 | 50004636 Finishing wall surface of walls with Acrylic wall putty (Water based) of approved make and finished smooth and even surface to receive painting including cost of scaffolding staging charges with cost of all materials ,labour T&P etc complete.(N.S.W.I) Ground Floor | BI01010001010000000000000515BI0100001574 | 1812.12 | SQM | 101.51 |  |  | Excess(+) | 1 | Full Conversion | INR | [40 empty] | #VALUE! | #VALUE! | #VALUE! | 1.02 | Construction of chamber for 100mm sluice plates | item2 | 213 | Nos
464 | First Floor | BI01010001010000000000000515BI0100001575 | 1761.48 | SQM | 102.89 |  |  | Excess(+) | 1 | Full Conversion | INR | [40 empty] | #VALUE! | #VALUE! | #VALUE! | 2 | Construction of chamber for 100mm sluices valve | item3 | 10 | Nos
465 | Second Floor | BI01010001010000000000000515BI0100001576 | 1710.65 | SQM | 104.32 |  |  | Excess(+) | 1 | Full Conversion | INR | [40 empty] | #VALUE! | #VALUE! | #VALUE! | 3 | Supplying, Conveying and fixing spls. Including ea | item4 | 10 | Nos
466 | Third Floor | BI01010001010000000000000515BI0100001577 | 236.69 | SQM | 105.79 |  |  | Excess(+) | 1 | Full Conversion | INR | [40 empty] | #VALUE! | #VALUE! | #VALUE! | 1.01 | Supplying, Conveying and fixing spls. Including eart | item1 | 123.223 | Nos
467 | INE | BI01010001010000000000000515BI0100001578 | [52 empty] | 1.02 | Construction of chamber for 100mm sluice plates | item2 | 213 | Nos
468 | 40000946 Recessed wiring to Angle Holder Point ( MODULAR)with 1.5 sq.mm FR PVC insulated single core multistrand copper conductor of ISI marked with 20 mm dia non metalic PVC flexible conduit with 5 Amp, 250 V one way modular switch ISI marked and ceiling rose ISI marked mounted on MS Box having front bakelight cover of suitable size, MS Box with 1.0 sq. FR PVC insulated single core multistrand copper conductor as earth wire including all accessories and connection. ( Make of wire Finolex / Anchor / Havells/V guard) Make-switch /Angle holder-Legrand /Wipro-North West /Anchor-Panasonic/ havells)(Make of PVC pipe-AKG/NORPACK) Ground Floor | BI01010001010000000000000515BI0100001579 | 32 | NO | 977.19 |  |  | Excess(+) | 1 | Full Conversion | INR | [40 empty] | #VALUE! | #VALUE! | #VALUE! | 2 | Construction of chamber for 100mm sluices valve | item3 | 10 | Nos
469 | 40000949 Recessed wiring to Tube Light Point ( MODULAR) with 1.5 sq.mm FR PVC insulated single core multistrand copper conductor of ISI marked with 20 mm dia non metalic PVC flexible conduit with 5 Amp, 250 V one way modular switch ISI marked and ceiling rose ISI marked mounted on MS Box having front bakelight cover of suitable size, MS Box with 1.0 sq. FR PVC insulated single core multistrand copper conductor as earth wire including all accessories and connection. ( Make of wire Finolex / Anchor / Havels/ V guard)(Make-switch/ceiling rose-Legrand /Wipro-North West /Anchor-Panasonic/ havells)(Make of PVC pipe-AKG/NORPACK) Ground Floor | BI01010001010000000000000515BI0100001580 | 84 | NO | 986.1 |  |  | Excess(+) | 1 | Full Conversion | INR | [40 empty] | #VALUE! | #VALUE! | #VALUE! | 3 | Supplying, Conveying and fixing spls. Including ea | item4 | 10 | Nos
470 | 40000952 Recessed wiring to Calling Bell Point ( MODULAR) with 1.5 sq.mm FR PVC insulated single core multistrand copper conductor of ISI marked with 20 mm dia non metalic PVC flexible conduit with 5 Amp, 250 V modular bell push ISI marked and ceiling rose ISI marked mounted on MS Box having front bakelight cover of suitable size, MS Box with 1.0 sq. FR PVC insulated single core multistrand copper conductor as earth wire including all accessories and connection. ( Make of wire Finolex / Anchor / Havels/ V guard)(Make-bell push switch-Legrand /Wipro-North West /Anchor-Panasonic/ havells)(Make of PVC pipe-AKG/NORPACK) Ground Floor | BI01010001010000000000000515BI0100001581 | 13 | NO | 1127.94 |  |  | Excess(+) | 1 | Full Conversion | INR | [40 empty] | #VALUE! | #VALUE! | #VALUE! | 1.01 | Supplying, Conveying and fixing spls. Including eart | item1 | 123.223 | Nos
471 | 40000961 Recessed wiring to Telephone Point (socket)with 1.5 sq.mm FR PVC insulated single core multistrand copper conductor of ISI marked with 20 mm dia non metalic PVC flexible conduit with socket ISI marked MS Box with 1.0 sq. FR PVC insulated single core multistrand copper conductor as earth wire including all accessories and connection.( Make of wire Finolex / Anchor / Havels/ V guard)(Make-switch-Telephone socket -Legrand /Wipro-North West /Anchor-Panasonic/ havells)(Make of PVC pipe-AKG/NORPACK). Ground Floor | BI01010001010000000000000515BI0100001582 | 10 | NO | 954.85 |  |  | Excess(+) | 1 | Full Conversion | INR | [40 empty] | #VALUE! | #VALUE! | #VALUE! | 1.02 | Construction of chamber for 100mm sluice plates | item2 | 213 | Nos
472 | 40000964 Recessed wiring to Portico Light Point ( MODULAR) with 1.5 sq.mm FR PVC insulated single core multistrand copper conductor of ISI marked with 20 mm dia non metalic PVC flexible conduit with 5 Amp, 250 V one way modular switch ISI marked and ceiling rose ISI marked mounted on MS Box having front bakelight cover of suitable size, MS Box with 1.0 sq. FR PVC insulated single core multistrand copper conductor as earth wire including all accessories and connection . ( Make of wire Finolex / Anchor / Havels/ V guard) Make-switch /Ceiling rose-Legrand /Wipro-North West /Anchor-Panasonic/ havells)(Make of PVC pipe-AKG/NORPACK) Ground Floor | BI01010001010000000000000515BI0100001583 | 2 | NO | 986.07 |  |  | Excess(+) | 1 | Full Conversion | INR | [40 empty] | #VALUE! | #VALUE! | #VALUE! | 2 | Construction of chamber for 100mm sluices valve | item3 | 10 | Nos
473 | 40000967 Recessed wiring to Ceiling Light Point ( MODULAR) with 1.5 sq.mm FR PVC insulated single core multistrand copper conductor of ISI marked with 20 mm dia non metalic PVC flexible conduit with 5 Amp, 250 V one way modular switch ISI marked and ceiling rose ISI marked mounted on MS Box having front bakelight cover of suitable size, MS Box with 1.0 sq. FR PVC insulated single core multistrand copper conductor as earth wire including all accessories and connection . (Make of wire Finolex / Anchor / Havels/ V guard) Make-switch-Legrand /Wipro-North West /Anchor-Panasonic/ havells)(Make of PVC pipe-AKG/NORPACK) Ground Floor | BI01010001010000000000000515BI0100001584 | 24 | NO | 986.07 |  |  | Excess(+) | 1 | Full Conversion | INR | [40 empty] | #VALUE! | #VALUE! | #VALUE! | 1.01 | Supplying, Conveying and fixing spls. Including eart | item1 | 123.223 | Nos
474 | 40000970 Recessed wiring to Ceiling Fan Point ( MODULAR)with 1.5 sq.mm FR PVC insulated single core multistrand copper conductor of ISI marked with 20 mm dia non metalic PVC flexible conduit with 5 Amp, 250 V one way modular switch ISI marked and ceiling rose ISI marked mounted on MS Box having front bakelight cover of suitable size, MS Box with 1.0 sq. FR PVC insulated single core multistrand copper conductor as earth wire including all accessories and connection . (Make of wire Finolex / Anchor / Havels/ V guard) Make-switch/ceiling rose-Legrand /Wipro-North West /Anchor-Panasonic/ havells)(Make of PVC pipe-AKG/NORPACK) Ground Floor | BI01010001010000000000000515BI0100001585 | 41 | NO | 986.07 |  |  | Excess(+) | 1 | Full Conversion | INR | [40 empty] | #VALUE! | #VALUE! | #VALUE! | 1.02 | Construction of chamber for 100mm sluice plates | item2 | 213 | Nos
475 | 40000973 Recessed wiring to Exhaust fan Point ( MODULAR)with 1.5 sq.mm FR PVC insulated single core multistrand copper conductor of ISI marked with 20 mm dia non metalic PVC flexible conduit with 5 Amp, 250 V modular type switch ISI marked and ceiling rose ISI marked mounted on MS Box having front bakelight cover of suitable size, MS Box with 1.0 sq. FR PVC insulated single core multistrand copper conductor as earth wire including all accessories and connection . (Make of wire Finolex / Anchor / Havels/ V guard) Make-switch/ceiling rose-Legrand /Wipro-North West /Anchor-Panasonic/ havells)(Make of PVC pipe-AKG/NORPACK) Ground Floor | BI01010001010000000000000515BI0100001586 | 13 | NO | 986.07 |  |  | Excess(+) | 1 | Full Conversion | INR | [40 empty] | #VALUE! | #VALUE! | #VALUE! | 2 | Construction of chamber for 100mm sluices valve | item3 | 10 | Nos
476 | 40000979 Recessed wiring to Security Light Point ( MODULAR) (4X24WT) with 1.5 sq.mm FR PVC insulated single core multistrand copper conductor of ISI marked with 20 mm dia non metalic PVC flexible conduit with 15 Amp, 250 V one way modular switch ISI marked and ceiling rose ISI marked mounted on MS Box having front bakelight cover of suitable size, MS Box with 1.0 sq. FR PVC insulated single core multistrand copper conductor as earth wire including all accessories and connection . (Make of wire Finolex / Anchor / Havels/ V guard/HPL) Make-switch-Legrand /Wipro-North West /Anchor-Panasonic/ havells)(Make of PVC pipe-AKG/NORPACK) Ground Floor | BI01010001010000000000000515BI0100001587 | 6 | NO | 1000.83 |  |  | Excess(+) | 1 | Full Conversion | INR | [40 empty] | #VALUE! | #VALUE! | #VALUE! | 3 | Supplying, Conveying and fixing spls. Including ea | item4 | 10 | Nos
477 | 40000982 Point wiring for 5/ 6 amp socket outlet ( MODULAR) with 1.5 sq.mm FR PVC insulated single core multistrand copper conductor ISI marked in recess 20 mm dia non metalic PVC flexible conduit with 5 Amp, 250 V modular type switch & socket , phenolic laminated sheet suitable size ISI marked MS Box & earthing Point with 1 x 1.5 sq.mm FR PVC insulated single core multistrand copper conductor for loop earthing etc . (Make of wire Finolex / Anchor / Havels/ V guard) Make-switch/Socket-Legrand /Wipro-North West /Anchor-Panasonic/ havells)(Make of PVC pipe-AKG/NORPACK) Ground Floor | BI01010001010000000000000515BI0100001588 | 41 | NO | 534.4 |  |  | Excess(+) | 1 | Full Conversion | INR | [40 empty] | #VALUE! | #VALUE! | #VALUE! | 4 | Construction of chamber for 100mm sluice plates | item5 | 10 | Nos
478 | 40000985 Point wiring for 5/ 6 amp socket outlet ( Separate) ( MODULAR) with 1.5 sq.mm FR PVC insulated single core multistrand copper conductor ISI marked in recess 20 mm dia non metalic PVC flexible conduit with 5 Amp, 250 V modular type switch & socket , phenolic laminated sheet suitable size ISI marked MS Box & earthing Point with 1 x 1.5 sq.mm FR PVC insulated single core multistrand copper conductor for loop earthing etc . (Make of wire Finolex / Anchor / Havels/ V guard) Make-switch/Socket-Legrand /Wipro-North West /Anchor-Panasonic/ havells)(Make of PVC pipe-AKG/NORPACK) Ground Floor | BI01010001010000000000000515BI0100001589 | 18 | NO | 726.71 |  |  | Excess(+) | 1 | Full Conversion | INR | [40 empty] | #VALUE! | #VALUE! | #VALUE! | 1.01 | Supplying, Conveying and fixing spls. Including eart | item1 | 123.223 | Nos
479 | 40000988 Point wiring for 15/16 amp socket outlet ( MODULAR) with 4.0sq.mm FR PVC insulated single core multistrand copper conductor ISI marked in recess 20 mm dia non metalic PVC flexible conduit with 15/16 Amp, 250 V modular type switch & socket , phenolic laminated sheet suitable size ISI marked MS Box & earthing Point with 1 x 1.5 sq.mm FR PVC insulated single core multistrand copper conductor for loop earthing etc . (Make of wire Finolex / Anchor / Havels/ V guard) Make-switch/Socket-Legrand /Wipro-North West /Anchor-Panasonic/ havells)(Make of PVC pipe-AKG/NORPACK) Ground Floor | BI01010001010000000000000515BI0100001590 | 16 | NO | 978.37 |  |  | Excess(+) | 1 | Full Conversion | INR | [40 empty] | #VALUE! | #VALUE! | #VALUE! | 1.02 | Construction of chamber for 100mm sluice plates | item2 | 213 | Nos
480 | 40000991 Point wiring for Computer Point ( MODULAR) with 2.5 sq.mm FR PVC insulated single core multistrand copper conductor ISI marked in recess 20 mm dia non metalic PVC flexible conduit with3 Nos of 5 Amp, 250 V modular type switch & socket , phenolic laminated sheet suitable size ISI marked MS Box & earthing Point with 1 x 1.5 sq.mm FR PVC insulated single core multistrand copper conductor for loop earthing etc . (Make of wire Finolex / Anchor / Havels/ V guard) Make-switch/Socket-Legrand /Wipro-North West /Anchor-Panasonic/ havells)(Make of PVC pipe-AKG/NORPACK) Ground Floor | BI01010001010000000000000515BI0100001591 | 32 | NO | 1468.16 |  |  | Excess(+) | 1 | Full Conversion | INR | [40 empty] | #VALUE! | #VALUE! | #VALUE! | 2 | Construction of chamber for 100mm sluices valve | item3 | 10 | Nos
481 | 40001000 Recessed wiring to submain in 2 x 2.5 sqmm FR PVC insulated single core multistarnd copper conductor of ISI marked confirming to IS-694/1990 in 20 mm dia non metalic heavy duty flexible conduit 1.6 mm thick along with 1 x 1.5 sqmm FR PVC insulated single core multistrand copper conductor as earth wire as required (Make of wire Finolex / Anchor / Havells/ V guard) CSR SL .No- 1.8.2)(Make of PVC pipe-AKG/NORPACK) Ground Floor | BI01010001010000000000000515BI0100001592 | 675 | MTR | 143.82 |  |  | Excess(+) | 1 | Full Conversion | INR | [40 empty] | #VALUE! | #VALUE! | #VALUE! | 3 | Supplying, Conveying and fixing spls. Including ea | item4 | 10 | Nos
482 | 40001003 Recessed wiring to submain in 2 x 4 sqmm FR PVC insulated single core multistarnd copper conductor of ISI marked confirming to IS-694/1990 in 20 mm dia non metalic heavy duty flexible conduit 1.6 mm thick along with 1 x 1.5 sqmm FR PVC insulated single core multistrand copper conductor as earth wire as required (Make of wire Finolex / Anchor / Havells/ V guard) CSR SL .No- 1.8.3)(Make of PVC pipe-AKG/NORPACK) Ground Floor | BI01010001010000000000000515BI0100001593 | 270 | MTR | 161 |  |  | Excess(+) | 1 | Full Conversion | INR | [40 empty] | #VALUE! | #VALUE! | #VALUE! | 1.01 | Supplying, Conveying and fixing spls. Including eart | item1 | 123.223 | Nos
483 | 40001012 Recessed wiring to submain in 4 x 6 sqmm FR PVC insulated single core multistarnd copper conductor of ISI marked confirming to IS-694/1990 in 32 mm dia non metalic heavy duty flexible conduit 1.6 mm thick along with 2 x 2.5 sqmm FR PVC insulated single core multistrand copper conductor as earth wire as required (Make of wire Finolex / Anchor / Havells/ V guard) CSR SL .No- 1.8.10)(Make of PVC pipe-AKG/NORPACK) Ground Floor | BI01010001010000000000000515BI0100001594 | 180 | MTR | 287.98 |  |  | Excess(+) | 1 | Full Conversion | INR | [40 empty] | #VALUE! | #VALUE! | #VALUE! | 1.02 | Construction of chamber for 100mm sluice plates | item2 | 213 | Nos
484 | 40001015 Recessed wiring to submain in 4 x 10 sqmm FR PVC insulated single core multistarnd copper conductor of ISI marked confirming to IS-694/1990 in 32 mm dia non metalic heavy duty flexible conduit 1.6 mm thick along with 2 x 4 sqmm FR PVC insulated single core multistrand copper conductor as earth wire as required (Make of wire Finolex / Anchor / Havells/ V guard) CSR SL .No- 1.8.11)(Make of PVC pipe-AKG/NORPACK) Ground Floor | BI01010001010000000000000515BI0100001595 | 50 | MTR | 414.22 |  |  | Excess(+) | 1 | Full Conversion | INR | [40 empty] | #VALUE! | #VALUE! | #VALUE! | 2 | Construction of chamber for 100mm sluices valve | item3 | 10 | Nos
485 | 40001123 Supply and fixing of Earthing with GI earth pipe 3 meter long 40 mm dia ISI marked including accessories and providing masonary enclosure with cover plate having locking arrangement and water pipe etc with charcoal and salt as required( CSR Sl. No- 3.2, ) Ground Floor | BI01010001010000000000000515BI0100001596 | 2 | NO | 2479.26 |  |  | Excess(+) | 1 | Full Conversion | INR | [40 empty] | #VALUE! | #VALUE! | #VALUE! | 3 | Supplying, Conveying and fixing spls. Including ea | item4 | 10 | Nos
486 | 40001126 providing and fixing 8 SWG(4mm)dia copper wire on surface or in recess for loop earthing as required (sl no-3.18) Ground Floor | BI01010001010000000000000515BI0100001597 | 100 | RFT | 27.49 |  |  | Excess(+) | 1 | Full Conversion | INR | [40 empty] | #VALUE! | #VALUE! | #VALUE! | 3 | Supplying, Conveying and fixing spls. Including ea | item4 | 10 | Nos
487 | 40001129 Supplying and fixing of 6"X4" 16/18 swg,2 " deep metal box of following size on surface / recesss with suitable size of 3mm thick phenolic laminated sheet cover in front including cutting the wall and making good the same case of recessed conduit as required.(csr sl.no-1.24.5)(Make-National / Royalam) Ground Floor | BI01010001010000000000000515BI0100001598 | 10 | NO | 52.66 |  |  | Excess(+) | 1 | Full Conversion | INR | [40 empty] | #VALUE! | #VALUE! | #VALUE! | 1.01 | Supplying, Conveying and fixing spls. Including eart | item1 | 123.223 | Nos
488 | 40001132 Supplying and fixing of 8"X6" 16/18 swg,2 " deep metal box of following size on surface / recesss with suitable size of 3mm thick phenolic laminated sheet cover in front including cutting the wall and making good the same case of recessed conduit as required.(csr sl.no-1.24.5)(Make-(National / Royalam) Ground Floor | BI01010001010000000000000515BI0100001599 | 10 | NO | 74.93 |  |  | Excess(+) | 1 | Full Conversion | INR | [40 empty] | #VALUE! | #VALUE! | #VALUE! | 1.01 | Supplying, Conveying and fixing spls. Including eart | item1 | 123.223 | Nos
489 | 40001135 Supplying and fixing of 8"X10" 16/18 swg,2 " deep metal box of following size on surface / recesss with suitable size of 3mm thick phenolic laminated sheet cover in front including cutting the wall and making good the same case of recessed conduit as required.(csr sl.no-1.24.5)(Make-(National / Royalam) Ground Floor | BI01010001010000000000000515BI0100001600 | 10 | NO | 115.98 |  |  | Excess(+) | 1 | Full Conversion | INR | [40 empty] | #VALUE! | #VALUE! | #VALUE! | 1.02 | Construction of chamber for 100mm sluice plates | item2 | 213 | Nos
490 | 40001141 Supplying and fixing of two modular GI Box 18 swg with Modular base & cover for 2 module (Sl. No- 1301,1421)(Make-switch/Socke t-Legrand/Wipro/ Anchor-Panasonic/ havells) Ground Floor | BI01010001010000000000000515BI0100001601 | 20 | NO | 123.81 |  |  | Excess(+) | 1 | Full Conversion | INR | [40 empty] | #VALUE! | #VALUE! | #VALUE! | 1.02 | Construction of chamber for 100mm sluice plates | item2 | 213 | Nos
491 | 40001145 Supplying and fixing of 4 modular GI Box 18 swg with Modular base & cover for 4 module (Sl. No- 1301,1421)(Make-Legrand/Wipro/ Anchor-Panasonic/ havells) Ground Floor | BI01010001010000000000000515BI0100001602 | 6 | NO | 170.63 |  |  | Excess(+) | 1 | Full Conversion | INR | [40 empty] | #VALUE! | #VALUE! | #VALUE! | 3 | Supplying, Conveying and fixing spls. Including ea | item4 | 10 | Nos
492 | 40001151 Supplying and fixing of 8 modular GI Box 18 swg with Modular base & cover for 8 module (Sl. No- 1301,1421)(Make-Legrand/Wipro/ Anchor-Panasonic/ havells) Ground Floor | BI01010001010000000000000515BI0100001603 | 10 | NO | 270.11 |  |  | Excess(+) | 1 | Full Conversion | INR | [40 empty] | #VALUE! | #VALUE! | #VALUE! | 1.01 | Supplying, Conveying and fixing spls. Including eart | item1 | 123.223 | Nos
493 | 40001154 Supplying and fixing of 12 modular GI Box 18 swg with Modular base & cover for 12 module (Sl. No- 1301,1421)(Make-Legrand/Wipro/ Anchor-Panasonic/ havells) Ground Floor | BI01010001010000000000000515BI0100001604 | 40 | NO | 381.76 |  |  | Excess(+) | 1 | Full Conversion | INR | [40 empty] | #VALUE! | #VALUE! | #VALUE! | 1.02 | Construction of chamber for 100mm sluice plates | item2 | 213 | Nos
494 | 40001172 Supply of U-type fan hook Ground Floor | BI01010001010000000000000515BI0100001605 | 41 | NO | 89.7 |  |  | Excess(+) | 1 | Full Conversion | INR | [40 empty] | #VALUE! | #VALUE! | #VALUE! | 2 | Construction of chamber for 100mm sluices valve | item3 | 10 | Nos
495 | 40001178 Supply and fixing of 4 way mcb Box with 32 Amp TPN MCB & 12 nos 20 amp SPMCB with sheet steel encloser , distribution board, on surface/ recess, complete with tinned copper bus bar , neutral bus bar, earth bar, din bar , detachable gland plate, interconnection , phosphate and power painted including earthing etc as required. ( Sl. No- 2.7.4, 2.5& 2.9)Make-MCB-(Legrand/L&T/ABB/SCHNIDER) Ground Floor | BI01010001010000000000000515BI0100001606 | 4 | SET | 4598.5 |  |  | Excess(+) | 1 | Full Conversion | INR | [40 empty] | #VALUE! | #VALUE! | #VALUE! | 1.01 | Supplying, Conveying and fixing spls. Including eart | item1 | 123.223 | Nos
496 | 40001190 Supplying and fixing of Call Bell/buzzer ISI marked suitable for DC/AC single phase 230 volts complete as required (CSR sl no-1.30) Ground Floor | BI01010001010000000000000515BI0100001607 | 13 | NO | 121.7 |  |  | Excess(+) | 1 | Full Conversion | INR | [40 empty] | #VALUE! | #VALUE! | #VALUE! | 2 | Construction of chamber for 100mm sluices valve | item3 | 10 | Nos
497 | 40001193 Blanking Plate Ground Floor | BI01010001010000000000000515BI0100001608 | 50 | NO | 19.61 |  |  | Excess(+) | 1 | Full Conversion | INR | [40 empty] | #VALUE! | #VALUE! | #VALUE! | 3 | Supplying, Conveying and fixing spls. Including ea | item4 | 10 | Nos
498 | 40001228 Supply & fixing of 45 W LED STREET LIGHT FITTING on wall with , G.I. Bracket, Clamp & Nut Bolt connecting wire all accessories refer to catalouge No- MAKE- CROMPTON, CODE-LSTO-45-CDL /MAKE-PHILIPS, MODEL-GREEN LINE , CODE-BRP320 / MAKE-HPL, CODE-HPLLEDST4060S & HPLLEDSL4560S including fixing and connections as per instruction of Electrical Engineer-in-charge. Ground Floor | BI01010001010000000000000515BI0100001609 | 6 | NO | 5037 |  |  | Excess(+) | 1 | Full Conversion | INR | [40 empty] | #VALUE! | #VALUE! | #VALUE! | 4 | Construction of chamber for 100mm sluice plates | item5 | 10 | Nos
499 | 40001234 supply of Stepped type modular fan regulator.(Make-Regulator-Legrand/Wipro/ Anchor-Panasonic/ havells) Ground Floor | BI01010001010000000000000515BI0100001610 | 41 | NO | 249.61 |  |  | Excess(+) | 1 | Full Conversion | INR | [40 empty] | #VALUE! | #VALUE! | #VALUE! | 4 | Construction of chamber for 100mm sluice plates | item5 | 10 | Nos
500 | 40001249 Supply & fixing of cat-6 UTP cable for LAN wiring with conduit pipe / PVC casing caping / under floor G.I. Tunk line as per the instruction of Electrical Engineer-In-Charge and consultant . MAKE- D-LINK/DIGISOL/ Molex Ground Floor | BI01010001010000000000000515BI0100001611 | 960 | MTR | 26.17 |  |  | Excess(+) | 1 | Full Conversion | INR | [40 empty] | #VALUE! | #VALUE! | #VALUE! | 4 | Construction of chamber for 100mm sluice plates | item5 | 10 | Nos
501 | 40001252 Supplying & fixing of patch panel suitable for rack mounting as per the instruction of Electrical Engineer-In-Charge and consultant . ,24 PORT 10/100/1000MBPS(Make-D-Link/ Net Gear) Ground Floor | BI01010001010000000000000515BI0100001612 | 1 | NO | 4827.61 |  |  | Excess(+) | 1 | Full Conversion | INR | [40 empty] | #VALUE! | #VALUE! | #VALUE! | 1.01 | Supplying, Conveying and fixing spls. Including eart | item1 | 123.223 | Nos
502 | 40001255 Supply of 10/100/1000 gigabyte smart managed switch with 4 SFP port,24 ports(Make-D-Link/ Net Gear) Ground Floor | BI01010001010000000000000515BI0100001613 | 1 | NO | 14047.61 |  |  | Excess(+) | 1 | Full Conversion | INR | [40 empty] | #VALUE! | #VALUE! | #VALUE! | 1.02 | Construction of chamber for 100mm sluice plates | item2 | 213 | Nos
503 | 40001258 SUPPLY & FIXING OF POWER DISTRIBUTION BOX,MAKE-NET RACK/VAL RACK Ground Floor | BI01010001010000000000000515BI0100001614 | 2 | NO | 523.8 |  |  | Excess(+) | 1 | Full Conversion | INR | [40 empty] | #VALUE! | #VALUE! | #VALUE! | 2 | Construction of chamber for 100mm sluices valve | item3 | 10 | Nos
504 | 40001262 SUPPLY & FIXING OF 6U WALL MOUNTED RACK WITH ACCESSORIES(Make-Val rack/Net Rack) Ground Floor | BI01010001010000000000000515BI0100001615 | 2 | NO | 3771.32 |  |  | Excess(+) | 1 | Full Conversion | INR | [40 empty] | #VALUE! | #VALUE! | #VALUE! | 3 | Supplying, Conveying and fixing spls. Including ea | item4 | 10 | Nos
505 | 40001265 SUPPLY & FIXING OF 1 MTR LONG PATCH CORD(MAKE- D-LINK) Ground Floor | BI01010001010000000000000515BI0100001616 | 32 | NO | 101.49 |  |  | Excess(+) | 1 | Full Conversion | INR | [40 empty] | #VALUE! | #VALUE! | #VALUE! | 1.01 | Supplying, Conveying and fixing spls. Including eart | item1 | 123.223 | Nos
506 | 40001268 SUPPLY & FIXING OF 2 MTR LONG PATCH CORD(MAKE- D-LINK) Ground Floor | BI01010001010000000000000515BI0100001617 | 32 | NO | 122 |  |  | Excess(+) | 1 | Full Conversion | INR | [40 empty] | #VALUE! | #VALUE! | #VALUE! | 1.02 | Construction of chamber for 100mm sluice plates | item2 | 213 | Nos
507 | 40001271 SUPPLY & FIXING OF INFORMATION OUTLET WITH SMB I/O MAKE D-LINK Ground Floor | BI01010001010000000000000515BI0100001618 | 32 | NO | 206.85 |  |  | Excess(+) | 1 | Full Conversion | INR | [40 empty] | #VALUE! | #VALUE! | #VALUE! | 2 | Construction of chamber for 100mm sluices valve | item3 | 10 | Nos
508 | 40001583 Supply and fixing of 9 WT. LED Bulb installred at angle holder/ batten holder.(Make- CROMPTON/ PHILIPS/ WIPRO/HAVELLS/PANASONIC) Ground Floor | BI01010001010000000000000515BI0100001619 | 32 | NO | 120.75 |  |  | Excess(+) | 1 | Full Conversion | INR | [40 empty] | #VALUE! | #VALUE! | #VALUE! | 3 | Supplying, Conveying and fixing spls. Including ea | item4 | 10 | Nos
509 | 40001586 Supply and fixing of 4 FT 20 W LED Tube light fitting with lamp including fixing and connections as per instruction of Electrical Engineer-in-charge (Make- CROMPTON/ PHILIPS/ WIPRO/HAVELLS/PANASONIC) Ground Floor | BI01010001010000000000000515BI0100001620 | 84 | NO | 758.99 |  |  | Excess(+) | 1 | Full Conversion | INR | [40 empty] | #VALUE! | #VALUE! | #VALUE! | 1.01 | Supplying, Conveying and fixing spls. Including eart | item1 | 123.223 | Nos
510 | 40001610 Supply & fixing of 400MM (16") WALL MOUNTED FAN WITH COMPLETE ACCESSORIES[BROWN/WHITE].including hanging and connections as per instruction of Electrical Engineer-in-charge[MAKE- USHA/ CROMPTON/HAVELLS/ANCHOR-PANASONIC) Ground Floor | BI01010001010000000000000515BI0100001621 | 18 | NO | 2127.5 |  |  | Excess(+) | 1 | Full Conversion | INR | [40 empty] | #VALUE! | #VALUE! | #VALUE! | 1.02 | Construction of chamber for 100mm sluice plates | item2 | 213 | Nos
511 | 40001679 Supply and fixing of SURFACE MOUNTED LED 12 W SQUARE/ROUND PORTICO LIGHT WITH POWDER COATED FINISHED IN WHITE HOUSING 1with lamp , choke, connecting wire, and all accessories and connections as per instruction of Electrical Engineer-in-charge(Make- CROMPTON/ PHILIPS/ WIPRO/HAVELLS/PANASONIC) Ground Floor | BI01010001010000000000000515BI0100001622 | 2 | NO | 1322.5 |  |  | Excess(+) | 1 | Full Conversion | INR | [40 empty] | #VALUE! | #VALUE! | #VALUE! | 2 | Construction of chamber for 100mm sluices valve | item3 | 10 | Nos
512 | 40001716 Providing and fixing of 36 wt. LED Recessed mounted LED 2'x2' on False ceiling comprises of CRCA sheet metal body housing finished in white powder coated . The is pre-wired with high efficiency electronic driver. High translucent frosted diffuser is used to get glare free, smooth light distribution. Operating Voltage Range : 150V~ - 270V, PF : > 0.9, 100 Lum/Watt. Seperate Installation Frame to be ordered for installation in POP & GYPSUM ceiling. with lamp , choke, connecting wire, and all accessories and connections as per instruction of Electrical Engineer-in-charge.(Make- CROMPTON/ PHILIPS/ WIPRO/HAVELLS/PANASONIC) Ground Floor | BI01010001010000000000000515BI0100001623 | 12 | NO | 3047.5 |  |  | Excess(+) | 1 | Full Conversion | INR | [40 empty] | #VALUE! | #VALUE! | #VALUE! | 2 | Construction of chamber for 100mm sluices valve | item3 | 10 | Nos
513 | 40001876 Supply and fixing of 16 Amp top(for inverter installation) with all accessories and conncetion as per instruction of Electrical-Engi neer-in-Charge Ground Floor | BI01010001010000000000000515BI0100001624 | 2 | NO | 80.5 |  |  | Excess(+) | 1 | Full Conversion | INR | [40 empty] | #VALUE! | #VALUE! | #VALUE! | 3 | Supplying, Conveying and fixing spls. Including ea | item4 | 10 | Nos
514 | 40001879 Recessed wiring in 1X1.5sqmm (For inverter)/DG wiring )FR PVC insulated single core multistrand copper conducter of ISI marked confirming to IS-694/1990 in 20 mm dia non metalic heavy duty flexible conduit 1.6 mm thick as per direction of Engineer in charge(Make of wire Finolex/L &T/Anchor/Havels/V guard) Ground Floor | BI01010001010000000000000515BI0100001625 | 340 | MTR | 109.67 |  |  | Excess(+) | 1 | Full Conversion | INR | [40 empty] | #VALUE! | #VALUE! | #VALUE! | 1.02 | Construction of chamber for 100mm sluice plates | item2 | 213 | Nos
515 | 40002014 Supply of 10/100/1000 gigabyte smart managed switch with 4 SFP port, 8 ports(Make-D-Link) Ground Floor | BI01010001010000000000000515BI0100001626 | 1 | NO | 2095.23 |  |  | Excess(+) | 1 | Full Conversion | INR | [40 empty] | #VALUE! | #VALUE! | #VALUE! | 2 | Construction of chamber for 100mm sluices valve | item3 | 10 | Nos
516 | 40003056 Providing and fixing of 30 wt. LED COB Light fitting with lamp , choke, connecting wire, and all accessories and connections as per instruction of Electrical Engineer-in-charge.(Make- CROMPTON/ PHILIPS/ WIPRO/HAVELLS/PANASONIC) Ground Floor | BI01010001010000000000000515BI0100001627 | 12 | NO | 3881.25 |  |  | Excess(+) | 1 | Full Conversion | INR | [40 empty] | #VALUE! | #VALUE! | #VALUE! | 3 | Supplying, Conveying and fixing spls. Including ea | item4 | 10 | Nos
517 | 40003146 Supply and fixing of 6 way mcb Box with 63 Amp 4P MCB & 9 nos 10 amp SPMCB,9 nos 20 amp SPMCB with sheet steel encloser , distribution board, on surface/ recess, complete with tinned copper bus bar , neutral bus bar,earth bar, din bar , detachable gland plate, interconnection , phosphate and power painted including earthing etc as required. ( Sl. No- 2.7.4,2.5& 2.9)(Make-Cable-Legrand/ABB/SCHNIDER/L&T ,ANCHOR-PANASONIC Ground Floor | BI01010001010000000000000515BI0100001628 | 2 | NO | 5895.48 |  |  | Excess(+) | 1 | Full Conversion | INR | [40 empty] | #VALUE! | #VALUE! | #VALUE! | 1.01 | Supplying, Conveying and fixing spls. Including eart | item1 | 123.223 | Nos
518 | 40003159 Supply & fixing of 6 Way VTPNDB IP 43-Metal Door Incoming: 1 No of 125 A Four Pole MCCB with stud connector Outgoing: 3 nos 40 A TPMCB with sheet steel encloser , distribution board, on surface/ recess, complete with tinned copper bus bar , neutral bus bar, earth bar, din bar , detachable gland plate, interconnection , phosphate and power painted including earthing etc as required.( Sl. No- 2.3.6,2.7, )[Make-(a)MCB /MCCB -Legrand/L &T/ABB/SCHNIDER/ANCHOR-PANASONIC ) Ground Floor | BI01010001010000000000000515BI0100001629 | 3 | SET | 30845 |  |  | Excess(+) | 1 | Full Conversion | INR | [40 empty] | #VALUE! | #VALUE! | #VALUE!
519 | 40005301 Supply and fixing of 250 mm sweep Louvers (PVC BODY) fan with connecting wire and all accessories including fixing and connections as per instruction of Electrical Engineer-in-charge. [MAKE- USHA/ CROMPTON/HAVELLS/ANCHOR-PANASONIC) (Ground Floor) Ground Floor | BI01010001010000000000000515BI0100001630 | 13 | NO | 1973.4 |  |  | Excess(+) | 1 | Full Conversion | INR | [40 empty] | #VALUE! | #VALUE! | #VALUE!
520 | 40006307 MAIN IN COMING 200 AMP. TPMCCB [35 KA] - 01 SET 200 AMP. 415 VOLT CUT OUT - 03 NOS WITHOUT METER SPACE OUT GOING 200 AMP , 25 / 6 MM. COPPER BUS BAR - 04 NOS 125 AMP. TPMCCB [25 KA] - 02 SETS INDICATING LAMP AND CONTROLLING SWITCH - 02 SET FOR 125 AMP. TPMCCB INSTRUMENTS 0 –200 AMP. AMMETER WITH SELECTOR SWITCH - 01 SET 200 / 5 AMP. CT - 01 SET 0 – 500 VOLT. VOLTMETER WITH SELECTOR SWITCH - 01 SET INDICATING LAMP WITH CONTROLLING SWITCH - 01 SET SIZE – 1000 x 1000 x 200 Ground Floor | BI01010001010000000000000515BI0100001631 | 1 | SET | 85390 |  |  | Excess(+) | 1 | Full Conversion | INR | [40 empty] | #VALUE! | #VALUE! | #VALUE!
521 | 40007051 Supply and fixing of 1200 mm sweep AC ( 1 star rated)ceiling fan with connecting wire and all accessories including hanging and connections .- [MAKE- USHA MODEL-ENERGIA ISI 1 STAR/ CROMPTON MODEL-EMPOWER ISI & 1 STAR/V-GUARD MODEL-CF CORONA VX/CVX 50 4 8/HAVELLS/ANCHOR-PANASONIC) Ground Floor | BI01010001010000000000000515BI0100001632 | 41 | NO | 2578.95 |  |  | Excess(+) | 1 | Full Conversion | INR | [40 empty] | #VALUE! | #VALUE! | #VALUE!
522 | IPH | BI01010001010000000000000515BI0100001633
523 | 10000002 Providing and fixing Chlorinated Polyvinyl Chloride (CPVC) pipes conforming to IS:15778,having thermal stability for hot & cold water supply,including all CPVC plain & brass threaded fittings including fixing the pipe with clamps at 1.00 m spacing. This includes jointing of pipes & fittings with one step CPVC solvent cement and testing of joints complete as per direction of Engineer-in-Charge. For 20mm nominal outer dia pipes Ground Floor | BI01010001010000000000000515BI0100001634 | 92 | MTR | 227.54 |  |  | Excess(+) | 1 | Full Conversion | INR | [40 empty] | #VALUE! | #VALUE! | #VALUE!
524 | 10000004 Providing and fixing Chlorinated Polyvinyl Chloride (CPVC) pipes conforming to IS:15778,having thermal stability for hot & cold water supply,including all CPVC plain & brass threaded fittings including fixing the pipe with clamps at 1.00 m spacing. This includes jointing of pipes & fittings with one step CPVC solvent cement and testing of joints complete as per direction of Engineer-in-Charge. For 25mm nominal outer dia pipes Ground Floor | BI01010001010000000000000515BI0100001635 | 76 | MTR | 304.69 |  |  | Excess(+) | 1 | Full Conversion | INR | [40 empty] | #VALUE! | #VALUE! | #VALUE!
525 | 10000006 Providing and fixing Chlorinated Polyvinyl Chloride (CPVC) pipes conforming to IS:15778,having thermal stability for hot & cold water supply,including all CPVC plain & brass threaded fittings including fixing the pipe with clamps at 1.00 m spacing. This includes jointing of pipes & fittings with one step CPVC solvent cement and testing of joints complete as per direction of Engineer-in-Charge. For 40mm nominal outer dia pipes Ground Floor | BI01010001010000000000000515BI0100001636 | 103 | MTR | 590.74 |  |  | Excess(+) | 1 | Full Conversion | INR | [40 empty] | #VALUE! | #VALUE! | #VALUE!
526 | 10000010 Cutting holes through existing brick work including making good the same in cement mortar (1:4) fro taking GI/PVC pipes and fittings etc all complete as per specification. {with 1:4 brick work in cement motar[Excluding contractors profit & Over head charges] 10x0.12x0.25 and 12mm thick cement plaster (1:4) [Excluding CP & OHC] 10x0.12x0.25} FOR 250mm THICK WALL Ground Floor | BI01010001010000000000000515BI0100001637 | 30 | NO | 44.94 |  |  | Excess(+) | 1 | Full Conversion | INR | [40 empty] | #VALUE! | #VALUE! | #VALUE!
527 | 10000016 Cutting hole in R.C.C floor and roofs upto 19cm thick for passing G.I/P.V.C pipes and fittings etc and reparing the hole after insertion of pipes etc with cement concrete (1:2:4) including finishing complete so as to make it leak proof. Details cost of 1 hole of average size 15cm X 15cm X 25cm Ground Floor | BI01010001010000000000000515BI0100001638 | 20 | NO | 158.61 |  |  | Excess(+) | 1 | Full Conversion | INR | [40 empty] | #VALUE! | #VALUE! | #VALUE!
528 | 10000018 Cutting grooves in pucca floors and walls for taking GI/PVC pipes and making good the damages as per specification complete. With Cement concrete (1:3:6)with metal [Excluding CP & OHC] and 12mm cement plaster (1:3) [Excluding CP & OHC] along with Cement punning [Excluding CP & OHC] Ground Floor | BI01010001010000000000000515BI0100001639 | 72 | MTR | 151.44 |  |  | Excess(+) | 1 | Full Conversion | INR | [40 empty] | #VALUE! | #VALUE! | #VALUE!
529 | 10000020 Providing and fixing on wall face unplasticised Rigid PVC soil,waste and rain water pipes conforming to IS : 13592 Type A,including jointing with seal ring conforming to IS : 5382,leaving 10mm gap for thermal expansion, (i)single socket pipes. For 110mm diameter U-PVC SWR pipes. Ground Floor | BI01010001010000000000000515BI0100001640 | 72 | MTR | 348.31 |  |  | Excess(+) | 1 | Full Conversion | INR | [40 empty] | #VALUE! | #VALUE! | #VALUE!
530 | 10000079 Fixing of C.P.V.C Full Way Valve/ Ball Valve conforming to the following nominal sizes with wheel as per specification complete . 40mm diameter Ground Floor | BI01010001010000000000000515BI0100001641 | 8 | NO | 641.04 |  |  | Excess(+) | 1 | Full Conversion | INR | [40 empty] | #VALUE! | #VALUE! | #VALUE!
531 | 10000081 Fixing of C.P.V.C Full Way Valve/ Ball Valve conforming to the following nominal sizes with wheel as per specification complete . 25mm diameter Ground Floor | BI01010001010000000000000515BI0100001642 | 16 | NO | 526.99 |  |  | Excess(+) | 1 | Full Conversion | INR | [40 empty] | #VALUE! | #VALUE! | #VALUE!
532 | 10000164 Extra over item Water Tank for hoisting Rotational moulded polyethylene cylindrical vertical water storage tanks of the following size for every additional height of 5 metres or part thereof (Hoisting Charges). Ground Floor | BI01010001010000000000000515BI0100001643 | 48 | RMT | 174.63 |  |  | Excess(+) | 1 | Full Conversion | INR | [40 empty] | #VALUE! | #VALUE! | #VALUE!
533 | 10000178 Fixing Wash Down Water Closet (European type W.C pan) with integral ‘S’ or ‘P’ trap conforming to JAQUAR MAKE of brand code CNS-WHT-553SN and of viteros china make seat cover fixing to the floor with wooden plug and chromium plated screws including jointing the trap with soil pipe in cement mortar (1:1) etc all complete as per specification. Ground Floor | BI01010001010000000000000515BI0100001644 | 13 | NO | 3768.48 |  |  | Excess(+) | 1 | Full Conversion | INR | [40 empty] | #VALUE! | #VALUE! | #VALUE!
534 | 10000184 Fixing wash basins with hole for pillar taps conforming to IS 2556 : Part 4-2004 / JAQUAR MAKE with Cast Iron or M S brackets painted white including cutting holes in walls and making good the damages etc all complete as per specification.(Vitreous china flat back wash basin 550x400x200 mm (CODE CNS-WHT-801) JAQUAR MAKE). Ground Floor | BI01010001010000000000000515BI0100001645 | 13 | NO | 4690.63 |  |  | Excess(+) | 1 | Full Conversion | INR | [40 empty] | #VALUE! | #VALUE! | #VALUE!
535 | 10000186 Fixing wash basins with hole for pillar taps conforming to IS 2556 : Part 4-2004 / JAQUAR MAKE with Cast Iron or M S brackets painted white including cutting holes in walls and making good the damages etc all complete as per specification.(Vitreous china flat back wash basin 550x400x200 mm)(CODE CNS-WHT-801) with(CNS-WHT-301 FULL PEDESTAL) (JAQUAR MAKE). Ground Floor | BI01010001010000000000000515BI0100001646 | 3 | NO | 6420.51 |  |  | Excess(+) | 1 | Full Conversion | INR | [40 empty] | #VALUE! | #VALUE! | #VALUE!
536 | 10000190 Fixing Of Standing urinal conforming to IS 2556 : Part 6-1996 including connecting the urinal with waste pipe by means of white lead mixed with chopped hemp etc all complete as per specification.(White vitreous china clay half stall urinal flat back 355X345X535 mm (BRAND CODE URS-WHT-13261) JAQUAR MAKE). Ground Floor | BI01010001010000000000000515BI0100001647 | 6 | NO | 4388.68 |  |  | Excess(+) | 1 | Full Conversion | INR | [40 empty] | #VALUE! | #VALUE! | #VALUE!
537 | 10000192 Providing and fixing controlled flush, low level cistern made of vitreous china conforming to CNS-WHT-353 N& S /CNS-WHT-755 (JAQUAR MAKE)with all fittings complete. Ground Floor | BI01010001010000000000000515BI0100001648 | 13 | NO | 2104.9 |  |  | Excess(+) | 1 | Full Conversion | INR | [40 empty] | #VALUE! | #VALUE! | #VALUE!
538 | 10000194 Fixing of Screw-down TWO WAY Bib Cocks (Taps) polished bright conforming to (JAQUAR MAKE) with CP flange and CP extension piece of the following nominal sizes as per specification complete. (Delux Head & high quality),(15mm diameter Two way short body bib cock (CODE CON-041KN). Ground Floor | BI01010001010000000000000515BI0100001649 | 14 | NO | 1381.17 |  |  | Excess(+) | 1 | Full Conversion | INR | [40 empty] | #VALUE! | #VALUE! | #VALUE!
539 | 10000196 Fixing of Screw-down LONG BODY Bib Cocks (Taps) polished bright conforming to (JAQUAR MAKE) with CP flange and CP extension piece of the following nominal sizes as per specification complete. (Delux Head & high quality.(15mm diameter long body bib cock (CODE CON-107KN). Ground Floor | BI01010001010000000000000515BI0100001650 | 13 | NO | 1576.08 |  |  | Excess(+) | 1 | Full Conversion | INR | [40 empty] | #VALUE! | #VALUE! | #VALUE!
540 | 10000198 Fixing of Screw-down SHORT BODY Bib Cocks (Taps) polished bright conforming to (JAQUAR MAKE) with CP flange and CP extension piece of the following nominal sizes as per specification complete. (Delux Head & high quality)(15mm diameter short body bib cock(CODE CON-037KN). Ground Floor | BI01010001010000000000000515BI0100001651 | 8 | NO | 845.15 |  |  | Excess(+) | 1 | Full Conversion | INR | [40 empty] | #VALUE! | #VALUE! | #VALUE!
541 | 10000202 Fixing of Screw-down ANGLE Stop Cocks conforming to CON-053KN (JAQUAR MAKE) of the following nominal sizes as per specification complete. (Deluxe Head& high quality),(15mm diameter angle stop cock). Ground Floor | BI01010001010000000000000515BI0100001652 | 16 | NO | 836.62 |  |  | Excess(+) | 1 | Full Conversion | INR | [40 empty] | #VALUE! | #VALUE! | #VALUE!
542 | 10000204 Fixing of Screw-down Consealed Stop Cocks conforming to CON-069FTK(JAQUAR MAKE) of the following nominal sizes as per specification complete. (Deluxe Head& high quality),(15mm diameter consealed stop cock). Ground Floor | BI01010001010000000000000515BI0100001653 | 14 | NO | 1214.14 |  |  | Excess(+) | 1 | Full Conversion | INR | [40 empty] | #VALUE! | #VALUE! | #VALUE!
543 | 10000206 Fixing Chromium Plated Shower rose conforming OHS-1985 (JAQUAR MAKE)including polishing all complete as per specification.(Deluxe Head &Heavy quality). Ground Floor | BI01010001010000000000000515BI0100001654 | 13 | NO | 1136.12 |  |  | Excess(+) | 1 | Full Conversion | INR | [40 empty] | #VALUE! | #VALUE! | #VALUE!
544 | 10000208 Fixing Chromium Plated Arm of 15mm or 20mm inlet conforming to (Shower Arm Casted 190mm Long Light Body Round Shape for Wall mounted Showers with flange, SHA-477) (JAQUAR MAKE)including polishing all complete as per specification.(Deluxe Head &Heavy quality). Ground Floor | BI01010001010000000000000515BI0100001655 | 13 | NO | 697.55 |  |  | Excess(+) | 1 | Full Conversion | INR | [40 empty] | #VALUE! | #VALUE! | #VALUE!
545 | 10000214 Fitting,Fixing of Health faucet conforming to(Hand Shower (Health faucet) ABS Body with 1.2 Meter Long PVC Tube & Wall Hook, (ALD-IVY-583 & ALD-BLK-583),( JAQUAR MAKE) including all complete as per specification. Ground Floor | BI01010001010000000000000515BI0100001656 | 13 | NO | 1184.84 |  |  | Excess(+) | 1 | Full Conversion | INR | [40 empty] | #VALUE! | #VALUE! | #VALUE!
546 | 10000216 Fixing Chromium Plated soap dish Holder complete with Chromium Plated brass brackets fixed to P.V.C plugs with Chromium Plated brass screws as per specification.(JAQUAR MAKE,BRAND ACN-1131N). Ground Floor | BI01010001010000000000000515BI0100001657 | 13 | NO | 933.73 |  |  | Excess(+) | 1 | Full Conversion | INR | [40 empty] | #VALUE! | #VALUE! | #VALUE!
547 | 10000218 Fixing standard sized glass-shelf with Chromium Plated brass brackets and guard rails complete, fixed to woden plugs with Chromium Plated brass screws as per specification.(600mm Long glass shelf (JAQUAR MAKE BRAND ACN-1171N), Ground Floor | BI01010001010000000000000515BI0100001658 | 26 | NO | 1495.21 |  |  | Excess(+) | 1 | Full Conversion | INR | [40 empty] | #VALUE! | #VALUE! | #VALUE!
548 | 10000222 Fixing standard sized towel rail of JAQUAR MAKE complete with Chromium Plated brass brackets fixed to wooden plugs with Chromium Plated brass screws, complete as per specification.(Single towel rail 600mm long),( BRAND CODE ACN-1111NM),(Heavy quality). Ground Floor | BI01010001010000000000000515BI0100001659 | 13 | NO | 1563.54 |  |  | Excess(+) | 1 | Full Conversion | INR | [40 empty] | #VALUE! | #VALUE! | #VALUE!
549 | 10000224 Fixing standard sized towel ring of JAQUAR MAKE complete with Chromium Plated brass brackets fixed to wooden plugs with Chromium Plated brass screws, complete as per specification.(Towel Ring Round With Round Flange (BRAND CODE ACN-1121BN). Ground Floor | BI01010001010000000000000515BI0100001660 | 13 | NO | 960.6 |  |  | Excess(+) | 1 | Full Conversion | INR | [40 empty] | #VALUE! | #VALUE! | #VALUE!
550 | 10000292 Laying in trenches OD PVC pipes and specials of the following outside diameter for all classes including jointing with supply of approved solvent cement by non-heat application method including testing as per specification complete. 160mm dia OD P.V.C SWR double socket pipes (ISI TYPE-A),Analysis is done as per AR-2013,SLNO-2.3.2 . Ground Floor | BI01010001010000000000000515BI0100001661 | 30 | MTR | 675.08 |  |  | Excess(+) | 1 | Full Conversion | INR | [40 empty] | #VALUE! | #VALUE! | #VALUE!
551 | 10000294 Laying in trenches OD PVC pipes and specials of the following outside diameter for all classes including jointing with supply of approved solvent cement by non-heat application method including testing as per specification complete. 110mm dia OD P.V.C SWR double socket pipes (ISI TYPE-A),Analysis is done as per AR-2013,SL NO-2.3.2 . Ground Floor | BI01010001010000000000000515BI0100001662 | 72 | MTR | 347.8 |  |  | Excess(+) | 1 | Full Conversion | INR | [40 empty] | #VALUE! | #VALUE! | #VALUE!
552 | 10000296 Providing and fixing on wall face PVC SWR moulded fittings / accessories for unplasticised Rigid PVC SWR pipes conforming to IS : 13592 Type A, including jointing with seal ring leaving 10 mm gap for thermal expansion .SINGLE JUNCTION WITH DOOR 110 mm P.V.C SWR TYPE. according to AR-2013 SL NO-3.3.3(V) Ground Floor | BI01010001010000000000000515BI0100001663 | 22 | NO | 282.98 |  |  | Excess(+) | 1 | Full Conversion | INR | [40 empty] | #VALUE! | #VALUE! | #VALUE!
553 | 10000298 Providing and fixing on wall face PVC SWR moulded fittings / accessories for unplasticised Rigid PVC SWR pipes conforming to IS : 13592 Type A, including jointing with seal ring leaving 10 mm gap for thermal expansion .110MM DIA PLAIN BEND P.V.C SWR TYPE Ground Floor | BI01010001010000000000000515BI0100001664 | 28 | NO | 166.02 |  |  | Excess(+) | 1 | Full Conversion | INR | [40 empty] | #VALUE! | #VALUE! | #VALUE!
554 | 10000300 Providing and fixing on wall face PVC SWR moulded fittings / accessories for unplasticised Rigid PVC SWR pipes conforming to IS : 13592 Type A, including jointing with seal ring leaving 10 mm gap for thermal expansion .110mm dia bend with door P.V.C SWR TYPE Ground Floor | BI01010001010000000000000515BI0100001665 | 18 | NO | 199.04 |  |  | Excess(+) | 1 | Full Conversion | INR | [40 empty] | #VALUE! | #VALUE! | #VALUE!
555 | 10000304 Fixing 110mm size ‘P’ trap (with horn or without horn) for water closet squatting pan including jointing the trap with pan in cement mortar (1:1) as per specification.110 MM DIA P.V.C SWR P-TRAP Ground Floor | BI01010001010000000000000515BI0100001666 | 16 | NO | 306.72 |  |  | Excess(+) | 1 | Full Conversion | INR | [40 empty] | #VALUE! | #VALUE! | #VALUE!
556 | 10000306 Fixing floor traps of the following nominal diameter of outlet of self cleaning design with screwed down or hinged grating with or without vent arm complete including cost of cutting and making good the walls and floors all complete as per specification.110mm dia p.v.c Nahani trap without jally. Ground Floor | BI01010001010000000000000515BI0100001667 | 10 | NO | 159.64 |  |  | Excess(+) | 1 | Full Conversion | INR | [40 empty] | #VALUE! | #VALUE! | #VALUE!
557 | 10000310 Providing and fixing on wall face PVC SWR moulded fittings / accessories for PVC SWR pipes conforming to IS : 13592 Type A, including jointing with seal ring leaving 10 mm gap for thermal expansion .110 mm dia off set as per p.v.c swr type. Ground Floor | BI01010001010000000000000515BI0100001668 | 12 | NO | 370.87 |  |  | Excess(+) | 1 | Full Conversion | INR | [40 empty] | #VALUE! | #VALUE! | #VALUE!
558 | 10000312 Providing and fixing on wall face PVC SWR moulded fittings / accessories for PVC SWR pipes conforming to IS : 13592 Type A, including jointing with seal ring leaving 10 mm gap for thermal expansion.110 mm dia cowel P.V.C SWR TYPE. Ground Floor | BI01010001010000000000000515BI0100001669 | 8 | NO | 53.53 |  |  | Excess(+) | 1 | Full Conversion | INR | [40 empty] | #VALUE! | #VALUE! | #VALUE!
559 | 10000374 Fixing bevelled edge mirror of superior glass mounted on 6mm thick A.C sheet or plywood sheet and fixed to wooden plugs with chromium plated brass screws and washers complete as per specification.AR.-2013 ,SL.-NO-3.4.26. Ground Floor | BI01010001010000000000000515BI0100001670 | 15 | NO | 715.41 |  |  | Excess(+) | 1 | Full Conversion | INR | [40 empty] | #VALUE! | #VALUE! | #VALUE!
560 | 10000380 Fixing Rotational moulded polyethylene cylindrical vertical water storage tanks conforming to IS : 12701--1996 including cutting holes through the tank and fixing mild steel tubes and fittings and providing extra sockets and jam nuts, fixing ball valve etc, including hoisting upto a height of 5 metres above ground level and placing the tank to the required position etc all complete as per specification and direction of the E.I.C .2 Layer Cylinderical Vertical water storage tanks (Details of cost for one Tank On the roof of ground floor) Ground Floor | BI01010001010000000000000515BI0100001671 | 11000 | LT | 10.75 |  |  | Excess(+) | 1 | Full Conversion | INR | [40 empty] | #VALUE! | #VALUE! | #VALUE!
561 | 10000692 Fixing Toilet Partition with hole conforming to IS 2556 : Part 4-2004 / with Stainless Steel brackets including cutting holes in walls and making good the damages etc all complete as per specification.(Jaquar Make)[Model No:- JSE-CHR-810UC450X]. Ground Floor | BI01010001010000000000000515BI0100001672 | 6 | NO | 5513.85 |  |  | Excess(+) | 1 | Full Conversion | INR | [40 empty] | #VALUE! | #VALUE! | #VALUE!
562 | MIS-CVL-Boundary W | BI01010001010000000000000515BI0100001673
563 | 50000000 "Earth work in hard soil or gravelly soil within 50m. initial lead and 1.5m. initial lift including rough dressing and breaking clodsto maximum 5cm. to 7cm. and laying and layers not exceeding 0.3m. in depth. " Ground Floor | BI01010001010000000000000515BI0100001674 | 62.73 | CUM | 197.61 |  |  | Excess(+) | 1 | Full Conversion | INR | [40 empty] | #VALUE! | #VALUE! | #VALUE!
564 | 50000003 "Providing and laying plain cement concrete 1:4:8 (1 cement: 4 sand: 8 stone agregate 40mm nominal size) as levelling course in foundation and plinth etc. including tempering, curring, shuttering etc.complete all depth and height. " Ground Floor | BI01010001010000000000000515BI0100001675 | 7.79 | CUM | 4292.62 |  |  | Excess(+) | 1 | Full Conversion | INR | [40 empty] | #VALUE! | #VALUE! | #VALUE!
565 | 50000008 "Providing and laying reinforced cement concret of M-20 grade with 20mm and down grade black hard grinite(crusher broken) stone chips including cost of all materials, labours T&P etc. Complete but excluding the cost of reinforcement. " Ground Floor | BI01010001010000000000000515BI0100001676 | 36 | CUM | 4753.9 |  |  | Excess(+) | 1 | Full Conversion | INR | [40 empty] | #VALUE! | #VALUE! | #VALUE!
566 | 50000009 "Rigid and smooth centering and shuttering false, levelled works and dismentalling then after casting including cost of mterials complete for Plinth band & Column Footing. " Ground Floor | BI01010001010000000000000515BI0100001677 | 135.13 | SQM | 109.61 |  |  | Excess(+) | 1 | Full Conversion | INR | [40 empty] | #VALUE! | #VALUE! | #VALUE!
567 | 50000010 " Providing and fixing,centering,shuttering of lintels including removal of form work at all depth and height." Ground Floor | BI01010001010000000000000515BI0100001678 | 50.68 | SQM | 274.07 |  |  | Excess(+) | 1 | Full Conversion | INR | [40 empty] | #VALUE! | #VALUE! | #VALUE!
568 | 50000011 "Providing and fixing,centering,shuttering of griders beams,column etc including removal of forms work at all depth and heaight. " Ground Floor | BI01010001010000000000000515BI0100001679 | 159.08 | SQM | 761.18 |  |  | Excess(+) | 1 | Full Conversion | INR | [40 empty] | #VALUE! | #VALUE! | #VALUE!
569 | 50000017 "Supplying of filling sand in foundation and plinth including watering,ramming,consolidating and dressing,labours,tools, taxes etc., all complete as per the specification and direction of E.I.C. " Ground Floor | BI01010001010000000000000515BI0100001680 | 29.85 | CUM | 637.34 |  |  | Excess(+) | 1 | Full Conversion | INR | [40 empty] | #VALUE! | #VALUE! | #VALUE!
570 | 50000020 "12mm thick cement plaster in cement mortar 1:6 (1cement:6sand) including necessary scaffolding curring etc. All complete at all depth and height. for out side portion wall. " Ground Floor | BI01010001010000000000000515BI0100001681 | 290.34 | SQM | 143.59 |  |  | Excess(+) | 1 | Full Conversion | INR | [40 empty] | #VALUE! | #VALUE! | #VALUE!
571 | 50000021 "6mm thick cement plaster in cement mortar 1:4 (1 cement:4 sand) to R.C.C surfaces finished smmoth including closed deep chiping and slurry treatment with necessary scaffolding,curring etc. All complete at all depth and height.for inside and out side portion. " Ground Floor | BI01010001010000000000000515BI0100001682 | 68.13 | SQM | 159.04 |  |  | Excess(+) | 1 | Full Conversion | INR | [40 empty] | #VALUE! | #VALUE! | #VALUE!
572 | 50000022 "16mm thick cement plaster in cement mortar 1:6 (1 cement:6 sand)including necessary scaffolding curring etc. all complete at all depth and height. " Ground Floor | BI01010001010000000000000515BI0100001683 | 255.48 | SQM | 205.21 |  |  | Excess(+) | 1 | Full Conversion | INR | [40 empty] | #VALUE! | #VALUE! | #VALUE!
573 | 50000023 "Priming one coat with any approved primer on new work to give an even shade including scaffolding and cleaning the surface before application etc.complete. " Ground Floor | BI01010001010000000000000515BI0100001684 | 613.95 | SQM | 59.75 |  |  | Excess(+) | 1 | Full Conversion | INR | [40 empty] | #VALUE! | #VALUE! | #VALUE!
574 | 50000034 "Supplying ,fitting and fixing of M.S. grill,M.S levoured ventiletors including cost of labour,material,transportation etc. " Ground Floor | BI01010001010000000000000515BI0100001685 | 3595.66 | KG | 95.36 |  |  | Excess(+) | 1 | Full Conversion | INR | [40 empty] | #VALUE! | #VALUE! | #VALUE!
575 | 50000039 "Cutting, bending, binding and placing in position of reinforcement steel for R.C.C. work including the cost of 16 S.W.G. binding wire, steel, labour tools etc." Ground Floor | BI01010001010000000000000515BI0100001686 | 41.16 | QTL | 9093.09 |  |  | Excess(+) | 1 | Full Conversion | INR | [40 empty] | #VALUE! | #VALUE! | #VALUE!
576 | 50000057 "Drip course mould plaster 1:4 (1:cement :4 sand) including necessary scaffolding curing etc complete at all depth and height as per direction of site in charge. " Ground Floor | BI01010001010000000000000515BI0100001687 | 471.09 | RMT | 10.12 |  |  | Excess(+) | 1 | Full Conversion | INR | [40 empty] | #VALUE! | #VALUE! | #VALUE!
577 | 50000059 "Supplying,fitting & fixing of 4""dia P.V.C. rain water pipe with necessary fittings and all complete. " Ground Floor | BI01010001010000000000000515BI0100001688 | 95 | RMT | 132.25 |  |  | Excess(+) | 1 | Full Conversion | INR | [40 empty] | #VALUE! | #VALUE! | #VALUE!
578 | 50000063 " One coat of priming with approved primer over new wood work. " Ground Floor | BI01010001010000000000000515BI0100001689 | 127.44 | SQM | 60.41 |  |  | Excess(+) | 1 | Full Conversion | INR | [40 empty] | #VALUE! | #VALUE! | #VALUE!
579 | 50000884 "Enamel painting two coats including cost of all materials cleaning,brushes,putty etc. " Ground Floor | BI01010001010000000000000515BI0100001690 | 127.44 | SQM | 138.95 |  |  | Excess(+) | 1 | Full Conversion | INR | [40 empty] | #VALUE! | #VALUE! | #VALUE!
580 | 50001303 Fly Ash brick masonary in cement mortar 1:6:(1 cement:6 sand) using Fly Ash bricks of 23cm x 11cm x 8cm having crushing strength not less than 75kg./Cm2 per sqcm with dimentional tolerance +/- 2% including watering, curing and cost, conveyance, royalty of all materials & cost of labour etc complete. In Foundation & Plinth Ground Floor | BI01010001010000000000000515BI0100001691 | 4.81 | CUM | 4144.69 |  |  | Excess(+) | 1 | Full Conversion | INR | [40 empty] | #VALUE! | #VALUE! | #VALUE!
581 | 50001305 Fly Ash brick masonary in cement mortar 1:6:(1 cement:6 sand) using Fly Ash bricks of 23cm x 11cm x 8cm having crushing strength not less than 75kg./Cm2 per sqcm with dimentional tolerance +/- 2% including watering, curing and cost, conveyance, royalty of all materials & cost of labour etc complete. In Superstructure. Ground Floor | BI01010001010000000000000515BI0100001692 | 48.3 | CUM | 4177.69 |  |  | Excess(+) | 1 | Full Conversion | INR | [40 empty] | #VALUE! | #VALUE! | #VALUE!
582 | 50004566 Painting two coats of Anti-fungal weather coat, water proofing paint including scaffolding and cleaning the surface before application. (ASIAN (ULTIMA) / BURGER (Anti Dust) / and DULUX (Weather Shield).[NSWI] Ground Floor | BI01010001010000000000000515BI0100001693 | 613.95 | SQM | 106.76 |  |  | Excess(+) | 1 | Full Conversion | INR | [40 empty] | #VALUE! | #VALUE! | #VALUE!
583 | MIS-CVL-External P | BI01010001010000000000000515BI0100001694
584 | 50003066 "Labour for drilling a perfectly vertical bore hole of specified dia for a specified depth below ground level through consolidated and unconsolidated rock with down the hole hammer drilling rigs or combination drilling rigs (1200cfm/300psi) as required to suit the site condition as per the direction of Engineer-in-charge including use of ownrigs with its accessories, tools and plant and consumables etc for lowering of 200mm dia PVC pipes for housing fitted with socket and with or without well screen as per tenecessity for soft,medium,hard and boulder formation (PVC casing pipes if required to prevent collapse of overburden is to be provided by the contractor including lowering and with drawing after completion of the tube well).(Labour for drilling) ,(REVISED). " Ground Floor | BI01010001010000000000000515BI0100001695 | 200 | MTR | 622.29 |  |  | Excess(+) | 1 | Full Conversion | INR | [40 empty] | #VALUE! | #VALUE! | #VALUE!
585 | 50003068 Cost of P.V.C (A S T M SCHEDULE-80) pipe 200 mm dia (ASTM D-1785) Make-Oriplast, Hariplast.(REVISED) Ground Floor | BI01010001010000000000000515BI0100001696 | 50 | MTR | 1406.6 |  |  | Excess(+) | 1 | Full Conversion | INR | [40 empty] | #VALUE! | #VALUE! | #VALUE!
586 | 50003070 "Lowering the 200mm dia size PVC pipes with or without slotted pipes as per the necessity from ground level and fitted and fixed up in perfectly vertical position,including cutting and threading pipe and slotted pipe and supplying and fixing all jointing materials,tools and plant etc.complete and keeping the top of the casing pipe threaded including plugging tubewells to prevent entry of foreign materials from above.(REVISED) " Ground Floor | BI01010001010000000000000515BI0100001697 | 50 | MTR | 127.98 |  |  | Excess(+) | 1 | Full Conversion | INR | [40 empty] | #VALUE! | #VALUE! | #VALUE!
587 | 50003072 "Cleaning and developing the 200mm dia tube well using their own compressor continuously worked till clear and adequate discharge is obtained from the tube well including supply and use of all necessary equipment and labour as per the direction of Engineer-in-Char ge.(REVISED) " Ground Floor | BI01010001010000000000000515BI0100001698 | 1 | EA | 4872.55 |  |  | Excess(+) | 1 | Full Conversion | INR | [40 empty] | #VALUE! | #VALUE! | #VALUE!
588 | 50003078 Submersible Pump Set with the cost of Motor 2.0HP Single phase(65 Mtr. Head) Model (GP52015) (REVISED). Ground Floor | BI01010001010000000000000515BI0100001699 | 1 | EA | 14432.5 |  |  | Excess(+) | 1 | Full Conversion | INR | [40 empty] | #VALUE! | #VALUE! | #VALUE!
589 | 50003082 Control Panel Board (C&S) Upto 3HP Single Phase.(REVISED) Ground Floor | BI01010001010000000000000515BI0100001700 | 1 | EA | 2925 |  |  | Excess(+) | 1 | Full Conversion | INR | [40 empty] | #VALUE! | #VALUE! | #VALUE!
590 | 50003086 HDPE Pipes 32/40 mm ( High Density PVC pipes inner dia 32mm, outer dia 40mm, 6Kg/ Cm Sqr. With IS specification (Detail cost per 1 meter)(REVISED) Ground Floor | BI01010001010000000000000515BI0100001701 | 210 | RMT | 90.78 |  |  | Excess(+) | 1 | Full Conversion | INR | [40 empty] | #VALUE! | #VALUE! | #VALUE!
591 | 50003088 Steel Rope with PVC coated 6mm Detail cost per 1 meter.(REVISED) Ground Floor | BI01010001010000000000000515BI0100001702 | 380 | RMT | 26.7 |  |  | Excess(+) | 1 | Full Conversion | INR | [40 empty] | #VALUE! | #VALUE! | #VALUE!
592 | 50003090 Finolex/L&T/BCH Cable 4 Sq. mm( 3core copper wire flat cablePVC insulation) Detail cost per 1 meter.(REVISED) Ground Floor | BI01010001010000000000000515BI0100001703 | 180 | RMT | 112.98 |  |  | Excess(+) | 1 | Full Conversion | INR | [40 empty] | #VALUE! | #VALUE! | #VALUE!
593 | 50003092 Accessories like Nipple, Bore cover,MS clamp, Nut Bolt,Stainless steel nipple, Short piece, GI bend, Socket etc. complete.Detail cost per 1 Set.(REVISED) Ground Floor | BI01010001010000000000000515BI0100001704 | 1 | SET | 961.54 |  |  | Excess(+) | 1 | Full Conversion | INR | [40 empty] | #VALUE! | #VALUE! | #VALUE!
594 | 50003094 Bore Well Installation Charges including transportation Charge per 1 Set.(REVISED). Ground Floor | BI01010001010000000000000515BI0100001705 | 1 | SET | 4200 |  |  | Excess(+) | 1 | Full Conversion | INR | [40 empty] | #VALUE! | #VALUE! | #VALUE!
595 | MIS-CVL-Inspection | BI01010001010000000000000515BI0100001706
596 | 50000000 "Earth work in hard soil or gravelly soil within 50m. initial lead and 1.5m. initial lift including rough dressing and breaking clodsto maximum 5cm. to 7cm. and laying and layers not exceeding 0.3m. in depth. " Ground Floor | BI01010001010000000000000515BI0100001707 | 11.99 | CUM | 197.61 |  |  | Excess(+) | 1 | Full Conversion | INR | [40 empty] | #VALUE! | #VALUE! | #VALUE!
597 | 50000003 "Providing and laying plain cement concrete 1:4:8 (1 cement: 4 sand: 8 stone agregate 40mm nominal size) as levelling course in foundation and plinth etc. including tempering, curring, shuttering etc.complete all depth and height. " Ground Floor | BI01010001010000000000000515BI0100001708 | 2 | CUM | 4292.62 |  |  | Excess(+) | 1 | Full Conversion | INR | [40 empty] | #VALUE! | #VALUE! | #VALUE!
598 | 50000008 "Providing and laying reinforced cement concret of M-20 grade with 20mm and down grade black hard grinite(crusher broken) stone chips including cost of all materials, labours T&P etc. Complete but excluding the cost of reinforcement. " Ground Floor | BI01010001010000000000000515BI0100001709 | 3.43 | CUM | 4753.9 |  |  | Excess(+) | 1 | Full Conversion | INR | [40 empty] | #VALUE! | #VALUE! | #VALUE!
599 | 50000009 "Rigid and smooth centering and shuttering false, levelled works and dismentalling then after casting including cost of mterials complete for Plinth band & Column Footing. " Ground Floor | BI01010001010000000000000515BI0100001710 | 4.27 | SQM | 109.61 |  |  | Excess(+) | 1 | Full Conversion | INR | [40 empty] | #VALUE! | #VALUE! | #VALUE!
600 | 50000017 "Supplying of filling sand in foundation and plinth including watering,ramming,consolidating and dressing,labours,tools, taxes etc., all complete as per the specification and direction of E.I.C. " Ground Floor | BI01010001010000000000000515BI0100001711 | 2 | CUM | 637.34 |  |  | Excess(+) | 1 | Full Conversion | INR | [40 empty] | #VALUE! | #VALUE! | #VALUE!
601 | 50000020 "12mm thick cement plaster in cement mortar 1:6 (1cement:6sand) including necessary scaffolding curring etc. All complete at all depth and height. for out side portion wall. " Ground Floor | BI01010001010000000000000515BI0100001712 | 30.1 | SQM | 143.59 |  |  | Excess(+) | 1 | Full Conversion | INR | [40 empty] | #VALUE! | #VALUE! | #VALUE!
602 | 50000021 "6mm thick cement plaster in cement mortar 1:4 (1 cement:4 sand) to R.C.C surfaces finished smmoth including closed deep chiping and slurry treatment with necessary scaffolding,curring etc. All complete at all depth and height.for inside and out side portion. " Ground Floor | BI01010001010000000000000515BI0100001713 | 20.9 | SQM | 159.04 |  |  | Excess(+) | 1 | Full Conversion | INR | [40 empty] | #VALUE! | #VALUE! | #VALUE!
603 | 50000039 "Cutting, bending, binding and placing in position of reinforcement steel for R.C.C. work including the cost of 16 S.W.G. binding wire, steel, labour tools etc." Ground Floor | BI01010001010000000000000515BI0100001714 | 1.88 | QTL | 9093.09 |  |  | Excess(+) | 1 | Full Conversion | INR | [40 empty] | #VALUE! | #VALUE! | #VALUE!
604 | 50001303 Fly Ash brick masonary in cement mortar 1:6:(1 cement:6 sand) using Fly Ash bricks of 23cm x 11cm x 8cm having crushing strength not less than 75kg./Cm2 per sqcm with dimentional tolerance +/- 2% including watering, curing and cost, conveyance, royalty of all materials & cost of labour etc complete. In Foundation & Plinth Ground Floor | BI01010001010000000000000515BI0100001715 | 7.52 | CUM | 4144.69 |  |  | Excess(+) | 1 | Full Conversion | INR | [40 empty] | #VALUE! | #VALUE! | #VALUE!
605 | 50001719 12mm thick cement plaster 1:4 overbrick work with cement punning for skirting. including cost of labour, material, T&P etc. all complete. Ground Floor | BI01010001010000000000000515BI0100001716 | 47.03 | SQM | 161.03 |  |  | Excess(+) | 1 | Full Conversion | INR | [40 empty] | #VALUE! | #VALUE! | #VALUE!
606 | MIS-CVL-Paver Road | BI01010001010000000000000515BI0100001717
607 | 50000000 "Earth work in hard soil or gravelly soil within 50m. initial lead and 1.5m. initial lift including rough dressing and breaking clodsto maximum 5cm. to 7cm. and laying and layers not exceeding 0.3m. in depth. " Ground Floor | BI01010001010000000000000515BI0100001718 | 49.53 | CUM | 197.61 |  |  | Excess(+) | 1 | Full Conversion | INR | [40 empty] | #VALUE! | #VALUE! | #VALUE!
608 | 50000003 "Providing and laying plain cement concrete 1:4:8 (1 cement: 4 sand: 8 stone agregate 40mm nominal size) as levelling course in foundation and plinth etc. including tempering, curring, shuttering etc.complete all depth and height. " Ground Floor | BI01010001010000000000000515BI0100001719 | 2.12 | CUM | 4292.62 |  |  | Excess(+) | 1 | Full Conversion | INR | [40 empty] | #VALUE! | #VALUE! | #VALUE!
609 | 50000008 "Providing and laying reinforced cement concret of M-20 grade with 20mm and down grade black hard grinite(crusher broken) stone chips including cost of all materials, labours T&P etc. Complete but excluding the cost of reinforcement. " Ground Floor | BI01010001010000000000000515BI0100001720 | 5.66 | CUM | 4753.9 |  |  | Excess(+) | 1 | Full Conversion | INR | [40 empty] | #VALUE! | #VALUE! | #VALUE!
610 | 50000009 "Rigid and smooth centering and shuttering false, levelled works and dismentalling then after casting including cost of mterials complete for Plinth band & Column Footing. " Ground Floor | BI01010001010000000000000515BI0100001721 | 55.74 | SQM | 109.61 |  |  | Excess(+) | 1 | Full Conversion | INR | [40 empty] | #VALUE! | #VALUE! | #VALUE!
611 | 50000017 "Supplying of filling sand in foundation and plinth including watering,ramming,consolidating and dressing,labours,tools, taxes etc., all complete as per the specification and direction of E.I.C. " Ground Floor | BI01010001010000000000000515BI0100001722 | 44.57 | CUM | 637.34 |  |  | Excess(+) | 1 | Full Conversion | INR | [40 empty] | #VALUE! | #VALUE! | #VALUE!
612 | 50001701 Providing and laying 80 mm thick Factory made cement concrete interlocking Paver block of M40 grade made by block making machine with strong vibratory compaction and approved size and design/ shape laid in required colour and pattern over and including 50 mm thick compacted bed of coares sand, filling the joints with coarse sand etc. all complete as per the direction of Engineer-In-Charge. Ground Floor | BI01010001010000000000000515BI0100001723 | 278.7 | SQM | 901.06 |  |  | Excess(+) | 1 | Full Conversion | INR | [40 empty] | #VALUE! | #VALUE! | #VALUE!
613 | MIS-CVL-R.C.C Drai | BI01010001010000000000000515BI0100001724
614 | 50000000 "Earth work in hard soil or gravelly soil within 50m. initial lead and 1.5m. initial lift including rough dressing and breaking clodsto maximum 5cm. to 7cm. and laying and layers not exceeding 0.3m. in depth. " Ground Floor | BI01010001010000000000000515BI0100001725 | 49.53 | CUM | 197.61 |  |  | Excess(+) | 1 | Full Conversion | INR | [40 empty] | #VALUE! | #VALUE! | #VALUE!
615 | 50000003 "Providing and laying plain cement concrete 1:4:8 (1 cement: 4 sand: 8 stone agregate 40mm nominal size) as levelling course in foundation and plinth etc. including tempering, curring, shuttering etc.complete all depth and height. " Ground Floor | BI01010001010000000000000515BI0100001726 | 7.08 | CUM | 4292.62 |  |  | Excess(+) | 1 | Full Conversion | INR | [40 empty] | #VALUE! | #VALUE! | #VALUE!
616 | 50000008 "Providing and laying reinforced cement concret of M-20 grade with 20mm and down grade black hard grinite(crusher broken) stone chips including cost of all materials, labours T&P etc. Complete but excluding the cost of reinforcement. " Ground Floor | BI01010001010000000000000515BI0100001727 | 24.43 | CUM | 4753.9 |  |  | Excess(+) | 1 | Full Conversion | INR | [40 empty] | #VALUE! | #VALUE! | #VALUE!
617 | 50000009 "Rigid and smooth centering and shuttering false, levelled works and dismentalling then after casting including cost of mterials complete for Plinth band & Column Footing. " Ground Floor | BI01010001010000000000000515BI0100001728 | 201.13 | SQM | 109.61 |  |  | Excess(+) | 1 | Full Conversion | INR | [40 empty] | #VALUE! | #VALUE! | #VALUE!
618 | 50000017 "Supplying of filling sand in foundation and plinth including watering,ramming,consolidating and dressing,labours,tools, taxes etc., all complete as per the specification and direction of E.I.C. " Ground Floor | BI01010001010000000000000515BI0100001729 | 7.08 | CUM | 637.34 |  |  | Excess(+) | 1 | Full Conversion | INR | [40 empty] | #VALUE! | #VALUE! | #VALUE!
619 | 50000021 "6mm thick cement plaster in cement mortar 1:4 (1 cement:4 sand) to R.C.C surfaces finished smmoth including closed deep chiping and slurry treatment with necessary scaffolding,curring etc. All complete at all depth and height.for inside and out side portion. " Ground Floor | BI01010001010000000000000515BI0100001730 | 154.83 | SQM | 159.04 |  |  | Excess(+) | 1 | Full Conversion | INR | [40 empty] | #VALUE! | #VALUE! | #VALUE!
620 | 50000039 "Cutting, bending, binding and placing in position of reinforcement steel for R.C.C. work including the cost of 16 S.W.G. binding wire, steel, labour tools etc." Ground Floor | BI01010001010000000000000515BI0100001731 | 17.3 | QTL | 9093.09 |  |  | Excess(+) | 1 | Full Conversion | INR | [40 empty] | #VALUE! | #VALUE! | #VALUE!
621 | MIS-CVL-Septic Tan | BI01010001010000000000000515BI0100001732
622 | 50000000 "Earth work in hard soil or gravelly soil within 50m. initial lead and 1.5m. initial lift including rough dressing and breaking clodsto maximum 5cm. to 7cm. and laying and layers not exceeding 0.3m. in depth. " Ground Floor | BI01010001010000000000000515BI0100001733 | 64.16 | CUM | 197.61 |  |  | Excess(+) | 1 | Full Conversion | INR | [40 empty] | #VALUE! | #VALUE! | #VALUE!
623 | 50000003 "Providing and laying plain cement concrete 1:4:8 (1 cement: 4 sand: 8 stone agregate 40mm nominal size) as levelling course in foundation and plinth etc. including tempering, curring, shuttering etc.complete all depth and height. " Ground Floor | BI01010001010000000000000515BI0100001734 | 7.3 | CUM | 4292.62 |  |  | Excess(+) | 1 | Full Conversion | INR | [40 empty] | #VALUE! | #VALUE! | #VALUE!
624 | 50000008 "Providing and laying reinforced cement concret of M-20 grade with 20mm and down grade black hard grinite(crusher broken) stone chips including cost of all materials, labours T&P etc. Complete but excluding the cost of reinforcement. " Ground Floor | BI01010001010000000000000515BI0100001735 | 3.64 | CUM | 4753.9 |  |  | Excess(+) | 1 | Full Conversion | INR | [40 empty] | #VALUE! | #VALUE! | #VALUE!
625 | 50000011 "Providing and fixing,centering,shuttering of griders beams,column etc including removal of forms work at all depth and heaight. " Ground Floor | BI01010001010000000000000515BI0100001736 | 3.14 | SQM | 761.18 |  |  | Excess(+) | 1 | Full Conversion | INR | [40 empty] | #VALUE! | #VALUE! | #VALUE!
626 | 50000013 "Providing and fixing,centering,shuttering of R.C.C. slabs, staircase,Chajja,including removal of form work at all depth and height. " Ground Floor | BI01010001010000000000000515BI0100001737 | 31.93 | SQM | 445.01 |  |  | Excess(+) | 1 | Full Conversion | INR | [40 empty] | #VALUE! | #VALUE! | #VALUE!
627 | 50000017 "Supplying of filling sand in foundation and plinth including watering,ramming,consolidating and dressing,labours,tools, taxes etc., all complete as per the specification and direction of E.I.C. " Ground Floor | BI01010001010000000000000515BI0100001738 | 4.88 | CUM | 637.34 |  |  | Excess(+) | 1 | Full Conversion | INR | [40 empty] | #VALUE! | #VALUE! | #VALUE!
628 | 50000018 "4"" thick dry brick rammed khoa well watered and fully consolidated complete,including cost of all materials as per direction of Engineer-in-charge. " Ground Floor | BI01010001010000000000000515BI0100001739 | 4.8 | CUM | 338.65 |  |  | Excess(+) | 1 | Full Conversion | INR | [40 empty] | #VALUE! | #VALUE! | #VALUE!
629 | 50000019 "25mm. thick A.S. Flooring with cement concrete 1:2:4 including punning using 12mm. size hard granite chips including cost of all materials T & P etc complete. " Ground Floor | BI01010001010000000000000515BI0100001740 | 20.73 | SQM | 310.84 |  |  | Excess(+) | 1 | Full Conversion | INR | [40 empty] | #VALUE! | #VALUE! | #VALUE!
630 | 50000020 "12mm thick cement plaster in cement mortar 1:6 (1cement:6sand) including necessary scaffolding curring etc. All complete at all depth and height. for out side portion wall. " Ground Floor | BI01010001010000000000000515BI0100001741 | 17.43 | SQM | 143.59 |  |  | Excess(+) | 1 | Full Conversion | INR | [40 empty] | #VALUE! | #VALUE! | #VALUE!
631 | 50000021 "6mm thick cement plaster in cement mortar 1:4 (1 cement:4 sand) to R.C.C surfaces finished smmoth including closed deep chiping and slurry treatment with necessary scaffolding,curring etc. All complete at all depth and height.for inside and out side portion. " Ground Floor | BI01010001010000000000000515BI0100001742 | 32.93 | SQM | 159.04 |  |  | Excess(+) | 1 | Full Conversion | INR | [40 empty] | #VALUE! | #VALUE! | #VALUE!
632 | 50000039 "Cutting, bending, binding and placing in position of reinforcement steel for R.C.C. work including the cost of 16 S.W.G. binding wire, steel, labour tools etc." Ground Floor | BI01010001010000000000000515BI0100001743 | 3.6 | QTL | 9093.09 |  |  | Excess(+) | 1 | Full Conversion | INR | [40 empty] | #VALUE! | #VALUE! | #VALUE!
633 | 50000043 Filling with excavated earth . Ground Floor | BI01010001010000000000000515BI0100001744 | 7.03 | CUM | 131.74 |  |  | Excess(+) | 1 | Full Conversion | INR | [40 empty] | #VALUE! | #VALUE! | #VALUE!
634 | 50001303 Fly Ash brick masonary in cement mortar 1:6:(1 cement:6 sand) using Fly Ash bricks of 23cm x 11cm x 8cm having crushing strength not less than 75kg./Cm2 per sqcm with dimentional tolerance +/- 2% including watering, curing and cost, conveyance, royalty of all materials & cost of labour etc complete. In Foundation & Plinth Ground Floor | BI01010001010000000000000515BI0100001745 | 14.15 | CUM | 4144.69 |  |  | Excess(+) | 1 | Full Conversion | INR | [40 empty] | #VALUE! | #VALUE! | #VALUE!
635 | 50001719 12mm thick cement plaster 1:4 overbrick work with cement punning for skirting. including cost of labour, material, T&P etc. all complete. Ground Floor | BI01010001010000000000000515BI0100001746 | 37.93 | SQM | 161.03 |  |  | Excess(+) | 1 | Full Conversion | INR | [40 empty] | #VALUE! | #VALUE! | #VALUE!
636 | MIS-INE-LIGHTNING | BI01010001010000000000000515BI0100001747
637 | 40002086 Air-Terminal Supply, Installation, Testing & Commissioning of Early Streamer Emission (ESE-30))type Lightning Air Terminal. Supporting Mast The mounting pole used to support the lightning air terminal shall be minimum length of 05 Mtr. , non corrosive and made up of medium class GI / SS pipe of 1.5″ diameter having base plate at bottom for securely fixing the mast on roof top. The mounting pole and supports shall be securely fixed with the brackets and PVC insulated metallic guy wires to withstand the maximum wind velocity of that area. Protection Radius :- 48 Mtr Make :- ABB / STROMKING All the work should be carried out as per the specified specifications and instruction of the Engineer-in-Charge. Ground Floor | BI01010001010000000000000515BI0100001748 | 1 | NO | 99250 |  |  | Excess(+) | 1 | Full Conversion | INR | [40 empty] | #VALUE! | #VALUE! | #VALUE!
638 | 40002089 Lightning Strike Counter Supply, Installation, Testing & Commissioning of non-electronic & non-resettable (Not require any external power supply) type lightning strike counter to count the lightning stroke having display with IP-67 enclosure including all accessories and connection..(6/7 digit) Make :- ABB / STROMKING All the work should be carried out as per the specified specifications and instruction of the Engineer-in-Charge. Engineer-in-Charge. Ground Floor | BI01010001010000000000000515BI0100001749 | 1 | NO | 27250 |  |  | Excess(+) | 1 | Full Conversion | INR | [40 empty] | #VALUE! | #VALUE! | #VALUE!
639 | 40002095 Supply, Installation, Testing & Commissioning of maintenance free chemical earthing having enhancing chemical compound with 3 Mtr. Long copper bonded steel rod and suitable termination clamp including all accessories. Make :- ABB / STAR-X / UNIVERSAL All the work should be carried out as per the specified specifications and instruction of the Engineer-in-Charge. Ground Floor | BI01010001010000000000000515BI0100001750 | 3 | NO | 16650 |  |  | Excess(+) | 1 | Full Conversion | INR | [40 empty] | #VALUE! | #VALUE! | #VALUE!
640 | 40002098 Supply, connection &Testing of sub earthing with 16 Sq.mm single core multi stranded copper flexible wire from surge protection device (SPD) panel to earth electrode & Main panel board to SPD panel including all accessories, cable socketing and connections. Make :- FINOLEX / ANCHOR / HAVELLS All the work should be carried out as per the specified specifications and instruction of the Engineer-in-Charge Ground Floor | BI01010001010000000000000515BI0100001751 | 18 | MTR | 154.73 |  |  | Excess(+) | 1 | Full Conversion | INR | [40 empty] | #VALUE! | #VALUE! | #VALUE!
641 | 40002101 Supply, Installation, Testing & Commissioning of indoor type wall mounted Surge protection device (SPD) panel made of 2 mm thick CRCA sheet, dust and vermin proof duly powder coated having the following arrangement & complete factory wired by 16 Sq.mm single core multi stranded copper flexible wire. [A] Type 1+2 AC Surge Protection Device (SPD) (TP+N) (50 KA) - 01 Set [B] 63 Amp. HRC fuse with link – 03 Nos [C] 100 Amp. 4 pole stud connector – 01 No Make of SPD & HRC Fuse :- HAVELLS / L&T / LEGRAND Make of Wire :- FINOLEX / ANCHOR / HAVELLS All the work should be carried out as per the specified specifications and instruction of the Engineer-in-Charge. Ground Floor | BI01010001010000000000000515BI0100001752 | 1 | NO | 18665 |  |  | Excess(+) | 1 | Full Conversion | INR | [40 empty] | #VALUE! | #VALUE! | #VALUE!
642 | 40002720 Supply and laying of 70sqmm single core FR PVC insulated unseathed copper conductor for voltage grade 1100 volt as per IS-694 in sur face/underground as required(sl no-5.5.2)(Make-KEI/FINOLEX/HAVELLS) Ground Floor | BI01010001010000000000000515BI0100001753 | 50 | MTR | 1038.57 |  |  | Excess(+) | 1 | Full Conversion | INR | [40 empty] | #VALUE! | #VALUE! | #VALUE!
643 | MIS-INE-fire fight | BI01010001010000000000000515BI0100001754
644 | 40001954 Supply installation testing and commissioning of 4.5Kg capacity ISI marked Co2 type Fire Extinguisher confirming to IS15683 with fire rating made from seamless cylinder conforming to IS:7285 duly approved by Chief Controller of explosive,Nagpur,fitted with ISI marked Controlled Valve confirming to IS:3224,high pressure 1 mtr long discharge hose and horn complete with initial gas charged with carrying handle and wall mounting bracket(Make -Fire shield/Kanex/Safex ) Ground Floor | BI01010001010000000000000515BI0100001755 | 2 | NO | 6270 |  |  | Excess(+) | 1 | Full Conversion | INR | [40 empty] | #VALUE! | #VALUE! | #VALUE!
645 | 40004215 Supplying, Installing, testing and commissioning 100mm nominal dia (For Terrace) ISI Mark CI butterfly valves( PN 16) slim seal standared lever operated type with required flanges, nuts, bolts etc. complete. Ground Floor | BI01010001010000000000000515BI0100001756 | 1 | NO | 4540 |  |  | Excess(+) | 1 | Full Conversion | INR | [40 empty] | #VALUE! | #VALUE! | #VALUE!
646 | 40005724 Supplying, installing, testing and commissioning of 100mm nominal dia M.S. Pipes confirming to IS 1239 Pt - I Heavy grade with painting, suitable type of supports, anchor fasteners, bolts nuts, clamps, "U" bolt, malleable specials such as Reducers,Tees, elbows, flanges. Including cutting, Welding, fixing in / on walls, ceiling by using suitable supports etc, as per drawings. The quoted rate shall also include for chasing / chipping walls, making bore holes in walls / floor and making them good with filler material and finished in cement morter etc. complete.(Pipes - Tata/Jindal ,Anchor fastener- Hilti/ Wurth) Ground Floor | BI01010001010000000000000515BI0100001757 | 25 | MTR | 1784 |  |  | Excess(+) | 1 | Full Conversion | INR | [40 empty] | #VALUE! | #VALUE! | #VALUE!
647 | 40005764 1 lengths of 15 M long, 63mm dia RRL hose with instataneuos couplings and Hoses shall be stored in side the hose cabinet. Ground Floor | BI01010001010000000000000515BI0100001758 | 6 | NO | 5450 |  |  | Excess(+) | 1 | Full Conversion | INR | [40 empty] | #VALUE! | #VALUE! | #VALUE!
648 | 40005770 M.S. Hose Cabinet fabricated out of M.S. sheet of 16 swg. with glass fronted ( 4mm thick glass with rubber beeding) and size of the Cabinet shall be 600 mm (L)x450mm(H)x250mm(Width).Quoted rate shall be includes Hinges, all fasteners etc, and Door shall be powder coated of approved colour both inside and out side. Ground Floor | BI01010001010000000000000515BI0100001759 | 3 | NO | 3600 |  |  | Excess(+) | 1 | Full Conversion | INR | [40 empty] | #VALUE! | #VALUE! | #VALUE!
649 | 40005922 Supply of ISI mark 100mm CI Non return valve (PN16) double flange with nut bolt etc. (Kartar /sant) Ground Floor | BI01010001010000000000000515BI0100001760 | 1 | NO | 5840 |  |  | Excess(+) | 1 | Full Conversion | INR | [40 empty] | #VALUE! | #VALUE! | #VALUE!
650 | 40005934 Supply of Spring loaded GM Air realize valve with suitable short peace pipe tapeline tape with required fittings etc . Ground Floor | BI01010001010000000000000515BI0100001761 | 1 | NO | 1250 |  |  | Excess(+) | 1 | Full Conversion | INR | [40 empty] | #VALUE! | #VALUE! | #VALUE!
651 | 40005944 Supply of Branch pipe (Kartar/Newage) Ground Floor | BI01010001010000000000000515BI0100001762 | 3 | NO | 2095 |  |  | Excess(+) | 1 | Full Conversion | INR | [40 empty] | #VALUE! | #VALUE! | #VALUE!
652 | 40005946 Providing and fixing electrically operated dual type pressure switches with threaded connection for a pressure vessel, complete suitable for 0-15 Kg/Sq.cm model IPS-200 .Make - Dandfos. Ground Floor | BI01010001010000000000000515BI0100001763 | 1 | NO | 2240 |  |  | Excess(+) | 1 | Full Conversion | INR | [40 empty] | #VALUE! | #VALUE! | #VALUE!
653 | 40005948 Providing and fixing dial type pressure gauge with isolation cock and chrome plated copper pipe at hydrant station.Make - H-Guru.Dial diameter 100 mm calibration 0-15 kg/sp.cm Ground Floor | BI01010001010000000000000515BI0100001764 | 1 | NO | 1300 |  |  | Excess(+) | 1 | Full Conversion | INR | [40 empty] | #VALUE! | #VALUE! | #VALUE!
654 | 40005950 Supply , Installation , testing and commissioning of 3c x 10sqm aluminium cable.Make-Polycab/Finolex . Ground Floor | BI01010001010000000000000515BI0100001765 | 20 | MTR | 173 |  |  | Excess(+) | 1 | Full Conversion | INR | [40 empty] | #VALUE! | #VALUE! | #VALUE!
655 | 40005956 Supply of manual call point Make (Make- Honey well Brand: System Sensor) Ground Floor | BI01010001010000000000000515BI0100001766 | 8 | NO | 1130 |  |  | Excess(+) | 1 | Full Conversion | INR | [40 empty] | #VALUE! | #VALUE! | #VALUE!
656 | 40005962 Supply of 6 Kg capacity Fire Shield brand ABC Stored Pressure type Fire Extinguisher consisting of wielded cylinder, squeeze lever discharge valve fitted with pressure indicating gauge, internal discharge tube, discharge nozzle suspension bracket, conforming to IS : 13849 duly charged with ISI Marked Mono Ammonium Phosphate base ABC Powder conforming to IS : 14609 and pressurized with Nitrogen Gas (ISI Marked) (Make -Fire shield/Kanex/Safex) . Ground Floor | BI01010001010000000000000515BI0100001767 | 2 | NO | 3300 |  |  | Excess(+) | 1 | Full Conversion | INR | [40 empty] | #VALUE! | #VALUE! | #VALUE!
657 | 40006162 Supply, erection, testing & commissioning of electrical motor driven Booster pump with gland packing and capable to deliver 450LPM discharge, with weather proof control panel complete. The quoted rate shall includes providing & fixing of coupling, coupling gaurd etc.(Make-Willo/Kirloskar/lubi) Ground Floor | BI01010001010000000000000515BI0100001768 | 1 | NO | 53800 |  |  | Excess(+) | 1 | Full Conversion | INR | [40 empty] | #VALUE! | #VALUE! | #VALUE!
658 | 40006228 Providing & fixing Gunmetal collecting head with 63 mm dia instantaneous type inlet and 150 mm dia flanged outlet fire brigade connection to fire risers (I.S. 904-1965) complete with campanion flange as per table "E" nuts, bolts, gasket included cutting & welding at all level and position ..Fire shield / KARTAR Two way Ground Floor | BI01010001010000000000000515BI0100001769 | 1 | NO | 5730 |  |  | Excess(+) | 1 | Full Conversion | INR | [40 empty] | #VALUE! | #VALUE! | #VALUE!
659 | 40006230 Supply , Installation , testing and commissioning of control panel of 450lpm fire pump .Make -ASES/LUBI/GREEN POWER . Ground Floor | BI01010001010000000000000515BI0100001770 | 1 | NO | 18000 |  |  | Excess(+) | 1 | Full Conversion | INR | [40 empty] | #VALUE! | #VALUE! | #VALUE!
660 | 40006239 Providing and fixing SS landing valve conforming to IS -52290 with 63 mm dia. instantaneous female coupling on the outlet with PVC cap with chain, necessary companion flanges ( as per table "E") nuts, bolts, washer and gasket complete as per specification. (ISI marked) .SAFE GUARD / KARTAR / Ground Floor | BI01010001010000000000000515BI0100001771 | 3 | NO | 7258 |  |  | Excess(+) | 1 | Full Conversion | INR | [40 empty] | #VALUE! | #VALUE! | #VALUE!
661 | 40006255 Supply and fixing of wall mounting type Auto glow signages of different type like, fire exit with one side arrow /do not use lift in case of fire/Emergency Exit/Staircase Indicating Arrow etc . Sizes :-300x150mm . type . Ground Floor | BI01010001010000000000000515BI0100001772 | 10 | NO | 690 |  |  | Excess(+) | 1 | Full Conversion | INR | [40 empty] | #VALUE! | #VALUE! | #VALUE!
662 | 40006258 Providing and fixing first aid fire hose reel drum wall mounting, swinging type fitted with 20mm dia. B129 30m long high pressure rubber hose type -II to IS. 5132 or nylone braieded polypropelene hose of approve make with 5 mm outlet S.S. nozzle with shut off valve (IS. 884-1969). Ground Floor | BI01010001010000000000000515BI0100001773 | 3 | NO | 8180 |  |  | Excess(+) | 1 | Full Conversion | INR | [40 empty] | #VALUE! | #VALUE! | #VALUE!
663 | 40006275 Providing and fixing brass ball valve with lever and screwed female ends.(20 kg/cm2)at all level and position .Zoloto/Kartar. 25mm dia Ground Floor | BI01010001010000000000000515BI0100001774 | 3 | NO | 1129.26 |  |  | Excess(+) | 1 | Full Conversion | INR | [40 empty] | #VALUE! | #VALUE! | #VALUE!
664 | 40006354 Supply, Installation, Testing and Commissioning of 25mm nominal dia of flange jointed / screwed / welded, M.S. Pipes of Class c (Heavy class) ISI marked including accessories such as MS bracket, U clamps with Anchor fasteners, tees / elbows / reducers / couplings / unions / bends / flanges etc., and laying on the surface including painting with two coats of anticorrosive primer and two coats of approved red enamel paint after laying and testing after Installation etc. as per specifications complete as required. (Pipes - Tata/Jindal ,Anchor fastener- Hilti/ Wurth) Ground Floor | BI01010001010000000000000515BI0100001775 | 6 | MTR | 570 |  |  | Excess(+) | 1 | Full Conversion | INR | [40 empty] | #VALUE! | #VALUE! | #VALUE! | 1.01 | Supplying, Conveying and fixing spls. Including eart | item1 | 123.223 | Nos
665 | 40006495 Supply ,Installation,testing & Commissioning of flash cum sounder(Hooter).Make-Honeywell MORLEY IAS/ Apollo /system sensor Or GST . Ground Floor | BI01010001010000000000000515BI0100001776 | 8 | NO | 5340 |  |  | Excess(+) | 1 | Full Conversion | INR | [40 empty] | #VALUE! | #VALUE! | #VALUE! | 1.02 | Construction of chamber for 100mm sluice plates | item2 | 213 | Nos
666 | 40006595 Supply , Installation , testing and commissioning of 2C x 1.5 Sq. mm copper cable .Make-Polycab/Finolex . Ground Floor | BI01010001010000000000000515BI0100001777 | 20 | MTR | 111 |  |  | Excess(+) | 1 | Full Conversion | INR | [40 empty] | #VALUE! | #VALUE! | #VALUE! | 2 | Construction of chamber for 100mm sluices valve | item3 | 10 | Nos
667 | 40008061 Supply ,Installation,testing & Commissioning of convensational 8 Zone Fire Alarm Panel . Make - Agni /ASES Or GST . Ground Floor | BI01010001010000000000000515BI0100001778 | 8 | NO | 19500 |  |  | Excess(+) | 1 | Full Conversion | INR | [40 empty] | #VALUE! | #VALUE! | #VALUE! | 3 | Supplying, Conveying and fixing spls. Including ea | item4 | 10 | Nos
668 | 40008634 Supply, installation, testing and commissioning CI `Y' strainer 100mm dia. with bronze perforated sheet basket including rubber gasket, flanges, nuts, bolts and washers etc., complete.SANT / ZOLOTO / KARTAR Ground Floor | BI01010001010000000000000515BI0100001779 | 1 | NO | 11375 |  |  | Excess(+) | 1 | Full Conversion | INR | [40 empty] | #VALUE! | #VALUE! | #VALUE! | 1.01 | Supplying, Conveying and fixing spls. Including eart | item1 | 123.223 | Nos
669 | MIS-IPH-INTERNAL P | BI01010001010000000000000515BI0100001780 | [52 empty] | 1.02 | Construction of chamber for 100mm sluice plates | item2 | 213 | Nos
670 | 10000380 Fixing Rotational moulded polyethylene cylindrical vertical water storage tanks conforming to IS : 12701--1996 including cutting holes through the tank and fixing mild steel tubes and fittings and providing extra sockets and jam nuts, fixing ball valve etc, including hoisting upto a height of 5 metres above ground level and placing the tank to the required position etc all complete as per specification and direction of the E.I.C .2 Layer Cylinderical Vertical water storage tanks (Details of cost for one Tank On the roof of ground floor) Ground Floor | BI01010001010000000000000515BI0100001781 | 10000 | LT | 10.75 |  |  | Excess(+) | 1 | Full Conversion | INR | [40 empty] | #VALUE! | #VALUE! | #VALUE!
671 | COE Office & Valuation Zone (G+2) at Berhampur University | BI01010001010000000000000515BI0100001782
672 | CVL | BI01010001010000000000000515BI0100001783
673 | 50000000 "Earth work in hard soil or gravelly soil within 50m. initial lead and 1.5m. initial lift including rough dressing and breaking clodsto maximum 5cm. to 7cm. and laying and layers not exceeding 0.3m. in depth. " Ground Floor | BI01010001010000000000000515BI0100001784 | 237.98 | CUM | 197.61 |  |  | Excess(+) | 1 | Full Conversion | INR | [40 empty] | #VALUE! | #VALUE! | #VALUE!
674 | 50000003 "Providing and laying plain cement concrete 1:4:8 (1 cement: 4 sand: 8 stone agregate 40mm nominal size) as levelling course in foundation and plinth etc. including tempering, curring, shuttering etc.complete all depth and height. " Ground Floor | BI01010001010000000000000515BI0100001785 | 49.19 | CUM | 4292.62 |  |  | Excess(+) | 1 | Full Conversion | INR | [40 empty] | #VALUE! | #VALUE! | #VALUE!
675 | 50000008 "Providing and laying reinforced cement concret of M-20 grade with 20mm and down grade black hard grinite(crusher broken) stone chips including cost of all materials, labours T&P etc. Complete but excluding the cost of reinforcement. " Ground Floor | BI01010001010000000000000515BI0100001786 | 152.63 | CUM | 4753.9 |  |  | Excess(+) | 1 | Full Conversion | INR | [40 empty] | #VALUE! | #VALUE! | #VALUE!
676 | First Floor | BI01010001010000000000000515BI0100001787 | 68.71 | CUM | 4841.48 |  |  | Excess(+) | 1 | Full Conversion | INR | [40 empty] | #VALUE! | #VALUE! | #VALUE!
677 | Second Floor | BI01010001010000000000000515BI0100001788 | 69.42 | CUM | 4942.2 |  |  | Excess(+) | 1 | Full Conversion | INR | [40 empty] | #VALUE! | #VALUE! | #VALUE!
678 | Third Floor | BI01010001010000000000000515BI0100001789 | 15.56 | CUM | 5058.03 |  |  | Excess(+) | 1 | Full Conversion | INR | [40 empty] | #VALUE! | #VALUE! | #VALUE!
679 | 50000009 "Rigid and smooth centering and shuttering false, levelled works and dismentalling then after casting including cost of mterials complete for Plinth band & Column Footing. " Ground Floor | BI01010001010000000000000515BI0100001790 | 266.72 | SQM | 109.61 |  |  | Excess(+) | 1 | Full Conversion | INR | [40 empty] | #VALUE! | #VALUE! | #VALUE!
680 | 50000010 " Providing and fixing,centering,shuttering of lintels including removal of form work at all depth and height." Ground Floor | BI01010001010000000000000515BI0100001791 | 51.86 | SQM | 274.07 |  |  | Excess(+) | 1 | Full Conversion | INR | [40 empty] | #VALUE! | #VALUE! | #VALUE!
681 | First Floor | BI01010001010000000000000515BI0100001792 | 53.23 | SQM | 328.88 |  |  | Excess(+) | 1 | Full Conversion | INR | [40 empty] | #VALUE! | #VALUE! | #VALUE!
682 | Second Floor | BI01010001010000000000000515BI0100001793 | 53.23 | SQM | 394.66 |  |  | Excess(+) | 1 | Full Conversion | INR | [40 empty] | #VALUE! | #VALUE! | #VALUE!
683 | Third Floor | BI01010001010000000000000515BI0100001794 | 5.27 | SQM | 473.59 |  |  | Excess(+) | 1 | Full Conversion | INR | [40 empty] | #VALUE! | #VALUE! | #VALUE!
684 | 50000011 "Providing and fixing,centering,shuttering of griders beams,column etc including removal of forms work at all depth and heaight. " Ground Floor | BI01010001010000000000000515BI0100001795 | 370.36 | SQM | 761.18 |  |  | Excess(+) | 1 | Full Conversion | INR | [40 empty] | #VALUE! | #VALUE! | #VALUE!
685 | First Floor | BI01010001010000000000000515BI0100001796 | 283.35 | SQM | 913.42 |  |  | Excess(+) | 1 | Full Conversion | INR | [40 empty] | #VALUE! | #VALUE! | #VALUE!
686 | Second Floor | BI01010001010000000000000515BI0100001797 | 283.35 | SQM | 1096.1 |  |  | Excess(+) | 1 | Full Conversion | INR | [40 empty] | #VALUE! | #VALUE! | #VALUE!
687 | Third Floor | BI01010001010000000000000515BI0100001798 | 51.03 | SQM | 1315.32 |  |  | Excess(+) | 1 | Full Conversion | INR | [40 empty] | #VALUE! | #VALUE! | #VALUE!
688 | 50000013 "Providing and fixing,centering,shuttering of R.C.C. slabs, staircase,Chajja,including removal of form work at all depth and height. " Ground Floor | BI01010001010000000000000515BI0100001799 | 314.94 | SQM | 445.01 |  |  | Excess(+) | 1 | Full Conversion | INR | [40 empty] | #VALUE! | #VALUE! | #VALUE!
689 | First Floor | BI01010001010000000000000515BI0100001800 | 284.59 | SQM | 534.01 |  |  | Excess(+) | 1 | Full Conversion | INR | [40 empty] | #VALUE! | #VALUE! | #VALUE!
690 | Second Floor | BI01010001010000000000000515BI0100001801 | 261.79 | SQM | 640.81 |  |  | Excess(+) | 1 | Full Conversion | INR | [40 empty] | #VALUE! | #VALUE! | #VALUE!
691 | Third Floor | BI01010001010000000000000515BI0100001802 | 67.32 | SQM | 768.97 |  |  | Excess(+) | 1 | Full Conversion | INR | [40 empty] | #VALUE! | #VALUE! | #VALUE!
692 | 50000017 "Supplying of filling sand in foundation and plinth including watering,ramming,consolidating and dressing,labours,tools, taxes etc., all complete as per the specification and direction of E.I.C. " Ground Floor | BI01010001010000000000000515BI0100001803 | 265.43 | CUM | 637.34 |  |  | Excess(+) | 1 | Full Conversion | INR | [40 empty] | #VALUE! | #VALUE! | #VALUE!
693 | 50000020 "12mm thick cement plaster in cement mortar 1:6 (1cement:6sand) including necessary scaffolding curring etc. All complete at all depth and height. for out side portion wall. " Ground Floor | BI01010001010000000000000515BI0100001804 | 568.79 | SQM | 143.59 |  |  | Excess(+) | 1 | Full Conversion | INR | [40 empty] | #VALUE! | #VALUE! | #VALUE!
694 | First Floor | BI01010001010000000000000515BI0100001805 | 517.08 | SQM | 149.29 |  |  | Excess(+) | 1 | Full Conversion | INR | [40 empty] | #VALUE! | #VALUE! | #VALUE!
695 | Second Floor | BI01010001010000000000000515BI0100001806 | 517.08 | SQM | 155.28 |  |  | Excess(+) | 1 | Full Conversion | INR | [40 empty] | #VALUE! | #VALUE! | #VALUE!
696 | Third Floor | BI01010001010000000000000515BI0100001807 | 192.85 | SQM | 161.57 |  |  | Excess(+) | 1 | Full Conversion | INR | [40 empty] | #VALUE! | #VALUE! | #VALUE!
697 | 50000021 "6mm thick cement plaster in cement mortar 1:4 (1 cement:4 sand) to R.C.C surfaces finished smmoth including closed deep chiping and slurry treatment with necessary scaffolding,curring etc. All complete at all depth and height.for inside and out side portion. " Ground Floor | BI01010001010000000000000515BI0100001808 | 443.35 | SQM | 159.04 |  |  | Excess(+) | 1 | Full Conversion | INR | [40 empty] | #VALUE! | #VALUE! | #VALUE!
698 | First Floor | BI01010001010000000000000515BI0100001809 | 423.72 | SQM | 163.03 |  |  | Excess(+) | 1 | Full Conversion | INR | [40 empty] | #VALUE! | #VALUE! | #VALUE!
699 | Second Floor | BI01010001010000000000000515BI0100001810 | 400.92 | SQM | 167.15 |  |  | Excess(+) | 1 | Full Conversion | INR | [40 empty] | #VALUE! | #VALUE! | #VALUE!
700 | Third Floor | BI01010001010000000000000515BI0100001811 | 71.45 | SQM | 171.39 |  |  | Excess(+) | 1 | Full Conversion | INR | [40 empty] | #VALUE! | #VALUE! | #VALUE!
701 | 50000022 "16mm thick cement plaster in cement mortar 1:6 (1 cement:6 sand)including necessary scaffolding curring etc. all complete at all depth and height. " Ground Floor | BI01010001010000000000000515BI0100001812 | 463.53 | SQM | 205.21 |  |  | Excess(+) | 1 | Full Conversion | INR | [40 empty] | #VALUE! | #VALUE! | #VALUE!
702 | First Floor | BI01010001010000000000000515BI0100001813 | 468.82 | SQM | 210.3 |  |  | Excess(+) | 1 | Full Conversion | INR | [40 empty] | #VALUE! | #VALUE! | #VALUE!
703 | Second Floor | BI01010001010000000000000515BI0100001814 | 468.82 | SQM | 215.54 |  |  | Excess(+) | 1 | Full Conversion | INR | [40 empty] | #VALUE! | #VALUE! | #VALUE!
704 | Third Floor | BI01010001010000000000000515BI0100001815 | 136.54 | SQM | 220.95 |  |  | Excess(+) | 1 | Full Conversion | INR | [40 empty] | #VALUE! | #VALUE! | #VALUE!
705 | 50000023 "Priming one coat with any approved primer on new work to give an even shade including scaffolding and cleaning the surface before application etc.complete. " Ground Floor | BI01010001010000000000000515BI0100001816 | 1382.78 | SQM | 59.75 |  |  | Excess(+) | 1 | Full Conversion | INR | [40 empty] | #VALUE! | #VALUE! | #VALUE!
706 | First Floor | BI01010001010000000000000515BI0100001817 | 1300.44 | SQM | 62.28 |  |  | Excess(+) | 1 | Full Conversion | INR | [40 empty] | #VALUE! | #VALUE! | #VALUE!
707 | Second Floor | BI01010001010000000000000515BI0100001818 | 1277.64 | SQM | 64.94 |  |  | Excess(+) | 1 | Full Conversion | INR | [40 empty] | #VALUE! | #VALUE! | #VALUE!
708 | Third Floor | BI01010001010000000000000515BI0100001819 | 400.84 | SQM | 67.72 |  |  | Excess(+) | 1 | Full Conversion | INR | [40 empty] | #VALUE! | #VALUE! | #VALUE!
709 | 50000034 "Supplying ,fitting and fixing of M.S. grill,M.S levoured ventiletors including cost of labour,material,transportation etc. " Ground Floor | BI01010001010000000000000515BI0100001820 | 1351.17 | KG | 95.36 |  |  | Excess(+) | 1 | Full Conversion | INR | [40 empty] | #VALUE! | #VALUE! | #VALUE!
710 | First Floor | BI01010001010000000000000515BI0100001821 | 1157.45 | KG | 95.36 |  |  | Excess(+) | 1 | Full Conversion | INR | [40 empty] | #VALUE! | #VALUE! | #VALUE!
711 | Second Floor | BI01010001010000000000000515BI0100001822 | 1157.45 | KG | 95.36 |  |  | Excess(+) | 1 | Full Conversion | INR | [40 empty] | #VALUE! | #VALUE! | #VALUE!
712 | Third Floor | BI01010001010000000000000515BI0100001823 | 469.76 | KG | 95.36 |  |  | Excess(+) | 1 | Full Conversion | INR | [40 empty] | #VALUE! | #VALUE! | #VALUE!
713 | 50000039 "Cutting, bending, binding and placing in position of reinforcement steel for R.C.C. work including the cost of 16 S.W.G. binding wire, steel, labour tools etc." Ground Floor | BI01010001010000000000000515BI0100001824 | 178.6 | QTL | 9093.09 |  |  | Excess(+) | 1 | Full Conversion | INR | [40 empty] | #VALUE! | #VALUE! | #VALUE!
714 | First Floor | BI01010001010000000000000515BI0100001825 | 91.4 | QTL | 9117.69 |  |  | Excess(+) | 1 | Full Conversion | INR | [40 empty] | #VALUE! | #VALUE! | #VALUE!
715 | Second Floor | BI01010001010000000000000515BI0100001826 | 92 | QTL | 9143.52 |  |  | Excess(+) | 1 | Full Conversion | INR | [40 empty] | #VALUE! | #VALUE! | #VALUE!
716 | Third Floor | BI01010001010000000000000515BI0100001827 | 18.5 | QTL | 9170.64 |  |  | Excess(+) | 1 | Full Conversion | INR | [40 empty] | #VALUE! | #VALUE! | #VALUE!
717 | 50000044 "Providing anti-termite treatment including labour and materials etc complete. " Ground Floor | BI01010001010000000000000515BI0100001828 | 277.17 | SQM | 35 |  |  | Excess(+) | 1 | Full Conversion | INR | [40 empty] | #VALUE! | #VALUE! | #VALUE!
718 | First Floor | BI01010001010000000000000515BI0100001829 | 276.09 | SQM | 35 |  |  | Excess(+) | 1 | Full Conversion | INR | [40 empty] | #VALUE! | #VALUE! | #VALUE!
719 | Second Floor | BI01010001010000000000000515BI0100001830 | 276.09 | SQM | 35 |  |  | Excess(+) | 1 | Full Conversion | INR | [40 empty] | #VALUE! | #VALUE! | #VALUE!
720 | Third Floor | BI01010001010000000000000515BI0100001831 | 49.03 | SQM | 35 |  |  | Excess(+) | 1 | Full Conversion | INR | [40 empty] | #VALUE! | #VALUE! | #VALUE!
721 | 50000057 "Drip course mould plaster 1:4 (1:cement :4 sand) including necessary scaffolding curing etc complete at all depth and height as per direction of site in charge. " Ground Floor | BI01010001010000000000000515BI0100001832 | 361.15 | RMT | 10.12 |  |  | Excess(+) | 1 | Full Conversion | INR | [40 empty] | #VALUE! | #VALUE! | #VALUE!
722 | First Floor | BI01010001010000000000000515BI0100001833 | 287.1 | RMT | 10.53 |  |  | Excess(+) | 1 | Full Conversion | INR | [40 empty] | #VALUE! | #VALUE! | #VALUE!
723 | Second Floor | BI01010001010000000000000515BI0100001834 | 287.1 | RMT | 10.97 |  |  | Excess(+) | 1 | Full Conversion | INR | [40 empty] | #VALUE! | #VALUE! | #VALUE!
724 | Third Floor | BI01010001010000000000000515BI0100001835 | 39.65 | RMT | 11.43 |  |  | Excess(+) | 1 | Full Conversion | INR | [40 empty] | #VALUE! | #VALUE! | #VALUE!
725 | 50000059 "Supplying,fitting & fixing of 4""dia P.V.C. rain water pipe with necessary fittings and all complete. " Ground Floor | BI01010001010000000000000515BI0100001836 | 32.4 | RMT | 132.25 |  |  | Excess(+) | 1 | Full Conversion | INR | [40 empty] | #VALUE! | #VALUE! | #VALUE!
726 | First Floor | BI01010001010000000000000515BI0100001837 | 32.4 | RMT | 132.25 |  |  | Excess(+) | 1 | Full Conversion | INR | [40 empty] | #VALUE! | #VALUE! | #VALUE!
727 | Second Floor | BI01010001010000000000000515BI0100001838 | 32.4 | RMT | 132.25 |  |  | Excess(+) | 1 | Full Conversion | INR | [40 empty] | #VALUE! | #VALUE! | #VALUE!
728 | Third Floor | BI01010001010000000000000515BI0100001839 | 6 | RMT | 132.25 |  |  | Excess(+) | 1 | Full Conversion | INR | [40 empty] | #VALUE! | #VALUE! | #VALUE!
729 | 50000063 " One coat of priming with approved primer over new wood work. " Ground Floor | BI01010001010000000000000515BI0100001840 | 47.4 | SQM | 60.41 |  |  | Excess(+) | 1 | Full Conversion | INR | [40 empty] | #VALUE! | #VALUE! | #VALUE!
730 | First Floor | BI01010001010000000000000515BI0100001841 | 43.02 | SQM | 61.93 |  |  | Excess(+) | 1 | Full Conversion | INR | [40 empty] | #VALUE! | #VALUE! | #VALUE!
731 | Second Floor | BI01010001010000000000000515BI0100001842 | 43.02 | SQM | 63.49 |  |  | Excess(+) | 1 | Full Conversion | INR | [40 empty] | #VALUE! | #VALUE! | #VALUE!
732 | Third Floor | BI01010001010000000000000515BI0100001843 | 22.14 | SQM | 65.1 |  |  | Excess(+) | 1 | Full Conversion | INR | [40 empty] | #VALUE! | #VALUE! | #VALUE!
733 | 50000071 "2.5 cm thick grading concrete (1:2:2) on roof slab with 6mm size hard grinite chips on new work including cost of labour,material,T&P etc all complete. " Ground Floor | BI01010001010000000000000515BI0100001844 | 28.5 | SQM | 296.89 |  |  | Excess(+) | 1 | Full Conversion | INR | [40 empty] | #VALUE! | #VALUE! | #VALUE!
734 | Second Floor | BI01010001010000000000000515BI0100001845 | 227.97 | SQM | 359.26 |  |  | Excess(+) | 1 | Full Conversion | INR | [40 empty] | #VALUE! | #VALUE! | #VALUE!
735 | Third Floor | BI01010001010000000000000515BI0100001846 | 40.55 | SQM | 397.62 |  |  | Excess(+) | 1 | Full Conversion | INR | [40 empty] | #VALUE! | #VALUE! | #VALUE!
736 | 50000076 "Plinth protection with side brick masionary wall ( 1:6 ) inside sand filling over which 100 mm. thick dry rammed brick khoa packed & over that 50 mm. thick C.C ( 1:4 ) with cement plastering ( 1:4 ) in proper slope. " Ground Floor | BI01010001010000000000000515BI0100001847 | 57 | SQM | 1740.22 |  |  | Excess(+) | 1 | Full Conversion | INR | [40 empty] | #VALUE! | #VALUE! | #VALUE!
737 | 50000542 Supplying and fitting, fixing of industrial paver tiles including cost of tile, material,labour T & P etc. Ground Floor | BI01010001010000000000000515BI0100001848 | 45.1 | SQM | 867.28 |  |  | Excess(+) | 1 | Full Conversion | INR | [40 empty] | #VALUE! | #VALUE! | #VALUE!
738 | 50000884 "Enamel painting two coats including cost of all materials cleaning,brushes,putty etc. " Ground Floor | BI01010001010000000000000515BI0100001849 | 47.4 | SQM | 138.95 |  |  | Excess(+) | 1 | Full Conversion | INR | [40 empty] | #VALUE! | #VALUE! | #VALUE!
739 | First Floor | BI01010001010000000000000515BI0100001850 | 43.02 | SQM | 142.55 |  |  | Excess(+) | 1 | Full Conversion | INR | [40 empty] | #VALUE! | #VALUE! | #VALUE!
740 | Second Floor | BI01010001010000000000000515BI0100001851 | 43.02 | SQM | 146.25 |  |  | Excess(+) | 1 | Full Conversion | INR | [40 empty] | #VALUE! | #VALUE! | #VALUE!
741 | Third Floor | BI01010001010000000000000515BI0100001852 | 22.14 | SQM | 150.07 |  |  | Excess(+) | 1 | Full Conversion | INR | [40 empty] | #VALUE! | #VALUE! | #VALUE!
742 | 50000964 Fixing of Granite Flooring in floors, Treads <(><<)>(>&<(><<)>)> Landings on 25mm thick bed of cement mortar 1:1 jointed with neat cement slury mixed with pigment to match the shades of the Granite including rubbing and polishing complete etc. Ground Floor | BI01010001010000000000000515BI0100001853 | 51.15 | SQM | 1688.93 |  |  | Excess(+) | 1 | Full Conversion | INR | [40 empty] | #VALUE! | #VALUE! | #VALUE!
743 | First Floor | BI01010001010000000000000515BI0100001854 | 51.15 | SQM | 1710.86 |  |  | Excess(+) | 1 | Full Conversion | INR | [40 empty] | #VALUE! | #VALUE! | #VALUE!
744 | Second Floor | BI01010001010000000000000515BI0100001855 | 51.15 | SQM | 1733.88 |  |  | Excess(+) | 1 | Full Conversion | INR | [40 empty] | #VALUE! | #VALUE! | #VALUE!
745 | 50001303 Fly Ash brick masonary in cement mortar 1:6:(1 cement:6 sand) using Fly Ash bricks of 23cm x 11cm x 8cm having crushing strength not less than 75kg./Cm2 per sqcm with dimentional tolerance +/- 2% including watering, curing and cost, conveyance, royalty of all materials & cost of labour etc complete. In Foundation & Plinth Ground Floor | BI01010001010000000000000515BI0100001856 | 22.67 | CUM | 4144.69 |  |  | Excess(+) | 1 | Full Conversion | INR | [40 empty] | #VALUE! | #VALUE! | #VALUE!
746 | 50001305 Fly Ash brick masonary in cement mortar 1:6:(1 cement:6 sand) using Fly Ash bricks of 23cm x 11cm x 8cm having crushing strength not less than 75kg./Cm2 per sqcm with dimentional tolerance +/- 2% including watering, curing and cost, conveyance, royalty of all materials & cost of labour etc complete. In Superstructure. Ground Floor | BI01010001010000000000000515BI0100001857 | 83.83 | CUM | 4177.69 |  |  | Excess(+) | 1 | Full Conversion | INR | [40 empty] | #VALUE! | #VALUE! | #VALUE!
747 | First Floor | BI01010001010000000000000515BI0100001858 | 85.23 | CUM | 4453.49 |  |  | Excess(+) | 1 | Full Conversion | INR | [40 empty] | #VALUE! | #VALUE! | #VALUE!
748 | Second Floor | BI01010001010000000000000515BI0100001859 | 85.23 | CUM | 4770.67 |  |  | Excess(+) | 1 | Full Conversion | INR | [40 empty] | #VALUE! | #VALUE! | #VALUE!
749 | Third Floor | BI01010001010000000000000515BI0100001860 | 25.48 | CUM | 5135.43 |  |  | Excess(+) | 1 | Full Conversion | INR | [40 empty] | #VALUE! | #VALUE! | #VALUE!
750 | 50001311 Fly Ash brick masonary in cement mortar 1:4:(1 cement:6 sand) using Fly Ash bricks of 23cm x 11cm x 8cm having crushing strength not less than 75kg./Cm2 per sqcm with dimentional tolerance +/- 2% including watering, curing and cost, conveyance, royalty of all materials & cost of labour etc complete. In Superstructure. Ground Floor | BI01010001010000000000000515BI0100001861 | 17.33 | CUM | 4365.71 |  |  | Excess(+) | 1 | Full Conversion | INR | [40 empty] | #VALUE! | #VALUE! | #VALUE!
751 | First Floor | BI01010001010000000000000515BI0100001862 | 14.12 | CUM | 4641.51 |  |  | Excess(+) | 1 | Full Conversion | INR | [40 empty] | #VALUE! | #VALUE! | #VALUE!
752 | Second Floor | BI01010001010000000000000515BI0100001863 | 14.12 | CUM | 4958.69 |  |  | Excess(+) | 1 | Full Conversion | INR | [40 empty] | #VALUE! | #VALUE! | #VALUE!
753 | Third Floor | BI01010001010000000000000515BI0100001864 | 1.86 | CUM | 5323.45 |  |  | Excess(+) | 1 | Full Conversion | INR | [40 empty] | #VALUE! | #VALUE! | #VALUE!
754 | 50001814 Providing & Fixing UPVC glazed sliding window with frames and shases shall be from white UPVC profile which shall have 3 hollow chambers from front to back depth of 65/118 mm. All section of frame and shases shall be reinforced with galvanized mild steel in single continious length,window shall be such that glazing or reglazing on site possible without the need to remove the outer frame from the structure of the building.The glazing must be used 5mm thick reflective glass complete in all respect as per the direction of the Engineer-In -Charge. Ground Floor | BI01010001010000000000000515BI0100001865 | 38.7 | SQM | 5357.14 |  |  | Excess(+) | 1 | Full Conversion | INR | [40 empty] | #VALUE! | #VALUE! | #VALUE!
755 | First Floor | BI01010001010000000000000515BI0100001866 | 43.02 | SQM | 5357.14 |  |  | Excess(+) | 1 | Full Conversion | INR | [40 empty] | #VALUE! | #VALUE! | #VALUE!
756 | Second Floor | BI01010001010000000000000515BI0100001867 | 43.02 | SQM | 5357.14 |  |  | Excess(+) | 1 | Full Conversion | INR | [40 empty] | #VALUE! | #VALUE! | #VALUE!
757 | Third Floor | BI01010001010000000000000515BI0100001868 | 5.94 | SQM | 5357.14 |  |  | Excess(+) | 1 | Full Conversion | INR | [40 empty] | #VALUE! | #VALUE! | #VALUE!
758 | 50004475 Providing & Fixing of ISI marked 30 mm thick Flush Door Shutters finished with 1mm thick lamination both side total thickness of 32mm flush door Shutter with 4 Nos SS butt Hinges (125x85x5.5), 2 Nos SS Tower Bolt(250x10), 1 No SS Aldrop (400 X 300), 1 No Floor type double door stopper, 2 Nos SS Handle of size 150mm, Teak wood Leaping around the edges, 1 No. Back Buffer with all materials, adhesives etc complete. (Excluding door closure, ornamental handle & Mortice Lock). As per the direction of Engineer-in-Charge. (Green /KIT /Century) [NSWI] Ground Floor | BI01010001010000000000000515BI0100001869 | 4.11 | SQM | 6956.95 |  |  | Excess(+) | 1 | Full Conversion | INR | [40 empty] | #VALUE! | #VALUE! | #VALUE!
759 | First Floor | BI01010001010000000000000515BI0100001870 | 2.12 | SQM | 6956.95 |  |  | Excess(+) | 1 | Full Conversion | INR | [40 empty] | #VALUE! | #VALUE! | #VALUE!
760 | Second Floor | BI01010001010000000000000515BI0100001871 | 2.12 | SQM | 6956.95 |  |  | Excess(+) | 1 | Full Conversion | INR | [40 empty] | #VALUE! | #VALUE! | #VALUE!
761 | 50004486 Providing & Fixing of ISI marked 30 mm thick Flush Door Shutters finished with 1mm thick lamination both side total thickness of 32mm flush door Shutter with 8 Nos SS butt Hinges (125x85x5.5), 4 Nos SS Tower Bolt(250x10), 1 No SS Aldrop (400 X 300), 2 No Floor type double door stopper, 4 Nos SS Handle of size 150mm, Teak wood Leaping around the edges, 2 Nos. Back Buffer with all materials, adhesives etc complete. (Excluding door closure, ornamental handle & Mortice Lock). As per the direction of Engineer-in-Charge. (Green/KIT/Century) [NSWI] Ground Floor | BI01010001010000000000000515BI0100001872 | 9.87 | SQM | 7446.42 |  |  | Excess(+) | 1 | Full Conversion | INR | [40 empty] | #VALUE! | #VALUE! | #VALUE!
762 | First Floor | BI01010001010000000000000515BI0100001873 | 13.16 | SQM | 7446.42 |  |  | Excess(+) | 1 | Full Conversion | INR | [40 empty] | #VALUE! | #VALUE! | #VALUE!
763 | Second Floor | BI01010001010000000000000515BI0100001874 | 13.16 | SQM | 7446.42 |  |  | Excess(+) | 1 | Full Conversion | INR | [40 empty] | #VALUE! | #VALUE! | #VALUE!
764 | 50004496 Providing & Fixing of Factory made WPC Door Frame of size 125x65 provided with plug-in socket arrangement and joined together by screws. The finished door frame units be of approved colour using high quality pigments complete in all respect as per specification and as per the direction of Engineer-in-Charge.(Century) [NSWI] Ground Floor | BI01010001010000000000000515BI0100001875 | 47.4 | RMT | 1683.56 |  |  | Excess(+) | 1 | Full Conversion | INR | [40 empty] | #VALUE! | #VALUE! | #VALUE!
765 | First Floor | BI01010001010000000000000515BI0100001876 | 47.7 | RMT | 1683.56 |  |  | Excess(+) | 1 | Full Conversion | INR | [40 empty] | #VALUE! | #VALUE! | #VALUE!
766 | Second Floor | BI01010001010000000000000515BI0100001877 | 47.7 | RMT | 1683.56 |  |  | Excess(+) | 1 | Full Conversion | INR | [40 empty] | #VALUE! | #VALUE! | #VALUE!
767 | 50004506 Providing & Fixing of Single leaf solid WPC door shutter of 30 mm thick compacted with wood grain finished with 2 Nos SS Handles (150 mm), 2 Nos SS Tower Bolt (250x10), 1 No SS Aldrop (400 X 300), 4 Nos. SS Butt Hinges (125x8.5x5.5), Backside Buffer with all necessary fittings Complete with approved colour as per the direction of Engineer-in-Charge. (Century) [NSWI] Ground Floor | BI01010001010000000000000515BI0100001878 | 5.29 | SQM | 7035.06 |  |  | Excess(+) | 1 | Full Conversion | INR | [40 empty] | #VALUE! | #VALUE! | #VALUE!
768 | First Floor | BI01010001010000000000000515BI0100001879 | 7.52 | SQM | 7035.06 |  |  | Excess(+) | 1 | Full Conversion | INR | [40 empty] | #VALUE! | #VALUE! | #VALUE!
769 | Second Floor | BI01010001010000000000000515BI0100001880 | 7.52 | SQM | 7035.06 |  |  | Excess(+) | 1 | Full Conversion | INR | [40 empty] | #VALUE! | #VALUE! | #VALUE!
770 | 50004526 Supplying, Fitting & Fixing of 10 mm thick Digital Glazed Vitrified Tile/Double charged full body vitrified tile in floor of size 600mm x 600mm of approved shade laid on 25 MM THICK cement mortar (1:1) and filling joints with epoxy grout (2mm) of approved quality including cost of all materials, labour T & P etc required for the works all complete as per direction of Engineer-in-Charge. (For new work only) (SOMANY/ KAJURIA/ NITCO / RAK/VARMORA) [NSWI] Ground Floor | BI01010001010000000000000515BI0100001881 | 242.88 | SQM | 1200.88 |  |  | Excess(+) | 1 | Full Conversion | INR | [40 empty] | #VALUE! | #VALUE! | #VALUE!
771 | First Floor | BI01010001010000000000000515BI0100001882 | 158.41 | SQM | 1211.01 |  |  | Excess(+) | 1 | Full Conversion | INR | [40 empty] | #VALUE! | #VALUE! | #VALUE!
772 | Second Floor | BI01010001010000000000000515BI0100001883 | 157.41 | SQM | 1221.65 |  |  | Excess(+) | 1 | Full Conversion | INR | [40 empty] | #VALUE! | #VALUE! | #VALUE!
773 | 50004546 Providing, Fixing & Fitting Anti-skid vitrified floor tiles of 9mm thick of size 300mm x 300mm laid over 25mm Cement mortar (1:1) laid in proper slope and filling joints with epoxy grout (2mm) including cost, conveyance, loading, unloading, stacking, royalties and taxes of all Materials, cost of all Labour, Sundries, T & P required for the work, etc. complete in all respect as per the direction of the Engineer-in-charge. (SOMANY/ KAJARIA/ NITCO / RAK). [NSWI] Ground Floor | BI01010001010000000000000515BI0100001884 | 21.98 | SQM | 829.8 |  |  | Excess(+) | 1 | Full Conversion | INR | [40 empty] | #VALUE! | #VALUE! | #VALUE!
774 | First Floor | BI01010001010000000000000515BI0100001885 | 27.32 | SQM | 839.93 |  |  | Excess(+) | 1 | Full Conversion | INR | [40 empty] | #VALUE! | #VALUE! | #VALUE!
775 | Second Floor | BI01010001010000000000000515BI0100001886 | 27.32 | SQM | 850.57 |  |  | Excess(+) | 1 | Full Conversion | INR | [40 empty] | #VALUE! | #VALUE! | #VALUE!
776 | 50004556 Providing, Fixing & Fitting Ceramic glazed tiles on wall of size 300mmx450mm of approved shade on 12mm thick cement mortar of mix (1:3) and grouted with epoxy grout including cost, conveyance, loading, unloading, stacking, royalties and taxes of all Materials, cost of all Labour, Sundries, T & P required for the work, etc. complete in all respect as directed by the Engineer-in-charge. (SOMANY/ KAJARIA/ NITCO / RAK) [NSWI] Ground Floor | BI01010001010000000000000515BI0100001887 | 72.12 | SQM | 906.93 |  |  | Excess(+) | 1 | Full Conversion | INR | [40 empty] | #VALUE! | #VALUE! | #VALUE!
777 | First Floor | BI01010001010000000000000515BI0100001888 | 95.16 | SQM | 922.18 |  |  | Excess(+) | 1 | Full Conversion | INR | [40 empty] | #VALUE! | #VALUE! | #VALUE!
778 | Second Floor | BI01010001010000000000000515BI0100001889 | 95.16 | SQM | 938.19 |  |  | Excess(+) | 1 | Full Conversion | INR | [40 empty] | #VALUE! | #VALUE! | #VALUE!
779 | 50004566 Painting two coats of Anti-fungal weather coat, water proofing paint including scaffolding and cleaning the surface before application. (ASIAN (ULTIMA) / BURGER (Anti Dust) / and DULUX (Weather Shield).[NSWI] Ground Floor | BI01010001010000000000000515BI0100001890 | 390.27 | SQM | 106.76 |  |  | Excess(+) | 1 | Full Conversion | INR | [40 empty] | #VALUE! | #VALUE! | #VALUE!
780 | First Floor | BI01010001010000000000000515BI0100001891 | 334.19 | SQM | 109.49 |  |  | Excess(+) | 1 | Full Conversion | INR | [40 empty] | #VALUE! | #VALUE! | #VALUE!
781 | Second Floor | BI01010001010000000000000515BI0100001892 | 334.19 | SQM | 112.35 |  |  | Excess(+) | 1 | Full Conversion | INR | [40 empty] | #VALUE! | #VALUE! | #VALUE!
782 | Third Floor | BI01010001010000000000000515BI0100001893 | 211.25 | SQM | 115.35 |  |  | Excess(+) | 1 | Full Conversion | INR | [40 empty] | #VALUE! | #VALUE! | #VALUE!
783 | 50004576 Wall painting two coats with plastic emulsion paint of approved shade including scaffolding and cleaning the surface before application.(ASIAN (Premium Emulsion)/BURGER (Easy Clean)/DULUX (Super Clean). [NSWI] Ground Floor | BI01010001010000000000000515BI0100001894 | 992.51 | SQM | 104.93 |  |  | Excess(+) | 1 | Full Conversion | INR | [40 empty] | #VALUE! | #VALUE! | #VALUE!
784 | First Floor | BI01010001010000000000000515BI0100001895 | 966.25 | SQM | 106.56 |  |  | Excess(+) | 1 | Full Conversion | INR | [40 empty] | #VALUE! | #VALUE! | #VALUE!
785 | Second Floor | BI01010001010000000000000515BI0100001896 | 943.45 | SQM | 108.24 |  |  | Excess(+) | 1 | Full Conversion | INR | [40 empty] | #VALUE! | #VALUE! | #VALUE!
786 | Third Floor | BI01010001010000000000000515BI0100001897 | 189.59 | SQM | 109.98 |  |  | Excess(+) | 1 | Full Conversion | INR | [40 empty] | #VALUE! | #VALUE! | #VALUE!
787 | 50004586 Supplying, fitting and fixing of Stainless steel of 304 grade in hand railing using 50mm dia of 2mm thick circular pipe with Balustrade of size 38mm x 38mm x 2mm @ 0.90mtr. C/C and stainless square pipe bracing of size 32mm x 32mm x 2mm in 3 rows in stair case as per approved design and specification, buffing, polishing etc with cost, conveyance, taxes of all materials, labour, T&P etc. required for the complete in all respect. [NSWI] Ground Floor | BI01010001010000000000000515BI0100001898 | 339.49 | KG | 512.27 |  |  | Excess(+) | 1 | Full Conversion | INR | [40 empty] | #VALUE! | #VALUE! | #VALUE!
788 | First Floor | BI01010001010000000000000515BI0100001899 | 163.46 | KG | 512.27 |  |  | Excess(+) | 1 | Full Conversion | INR | [40 empty] | #VALUE! | #VALUE! | #VALUE!
789 | Second Floor | BI01010001010000000000000515BI0100001900 | 163.46 | KG | 512.27 |  |  | Excess(+) | 1 | Full Conversion | INR | [40 empty] | #VALUE! | #VALUE! | #VALUE!
790 | 50004636 Finishing wall surface of walls with Acrylic wall putty (Water based) of approved make and finished smooth and even surface to receive painting including cost of scaffolding staging charges with cost of all materials ,labour T&P etc complete.(N.S.W.I) Ground Floor | BI01010001010000000000000515BI0100001901 | 992.51 | SQM | 101.51 |  |  | Excess(+) | 1 | Full Conversion | INR | [40 empty] | #VALUE! | #VALUE! | #VALUE!
791 | First Floor | BI01010001010000000000000515BI0100001902 | 966.25 | SQM | 102.89 |  |  | Excess(+) | 1 | Full Conversion | INR | [40 empty] | #VALUE! | #VALUE! | #VALUE!
792 | Second Floor | BI01010001010000000000000515BI0100001903 | 943.45 | SQM | 104.32 |  |  | Excess(+) | 1 | Full Conversion | INR | [40 empty] | #VALUE! | #VALUE! | #VALUE!
793 | Third Floor | BI01010001010000000000000515BI0100001904 | 189.59 | SQM | 105.79 |  |  | Excess(+) | 1 | Full Conversion | INR | [40 empty] | #VALUE! | #VALUE! | #VALUE!
794 | 50005087 Providing and fixing PARTITION wood frame with 19mm ply of requisite size as per detailed drawing and specification,whereas wooden members to be placed one at floor level. 2nd at 900mm horizontally & vertically not more than @ 600mm center to center ,with 2 nos of members at ends of partition and fixing be 6mm BWR grade ply from floor level confirming to IS 303 of approved quality finished with a combination of 1mm thick laminate complete of approved shade on both side of partition of approved make & quality with all exposed area of edge of partition with teak wood molding with melamine finish, as per the detail drawing as per detail all complete as per the direction of the Engineer-In-Charge.DATA FOR (10'x4=40 sft=3.72 sqm) [NSWI] Ground Floor | BI01010001010000000000000515BI0100001905 | 78.2 | SFT | 494.1 |  |  | Excess(+) | 1 | Full Conversion | INR | [40 empty] | #VALUE! | #VALUE! | #VALUE!
795 | INE | BI01010001010000000000000515BI0100001906
796 | 40000946 Recessed wiring to Angle Holder Point ( MODULAR)with 1.5 sq.mm FR PVC insulated single core multistrand copper conductor of ISI marked with 20 mm dia non metalic PVC flexible conduit with 5 Amp, 250 V one way modular switch ISI marked and ceiling rose ISI marked mounted on MS Box having front bakelight cover of suitable size, MS Box with 1.0 sq. FR PVC insulated single core multistrand copper conductor as earth wire including all accessories and connection. ( Make of wire Finolex / Anchor / Havells/V guard) Make-switch /Angle holder-Legrand /Wipro-North West /Anchor-Panasonic/ havells)(Make of PVC pipe-AKG/NORPACK) Ground Floor | BI01010001010000000000000515BI0100001907 | 18 | NO | 977.19 |  |  | Excess(+) | 1 | Full Conversion | INR | [40 empty] | #VALUE! | #VALUE! | #VALUE!
797 | 40000949 Recessed wiring to Tube Light Point ( MODULAR) with 1.5 sq.mm FR PVC insulated single core multistrand copper conductor of ISI marked with 20 mm dia non metalic PVC flexible conduit with 5 Amp, 250 V one way modular switch ISI marked and ceiling rose ISI marked mounted on MS Box having front bakelight cover of suitable size, MS Box with 1.0 sq. FR PVC insulated single core multistrand copper conductor as earth wire including all accessories and connection. ( Make of wire Finolex / Anchor / Havels/ V guard)(Make-switch/ceiling rose-Legrand /Wipro-North West /Anchor-Panasonic/ havells)(Make of PVC pipe-AKG/NORPACK) Ground Floor | BI01010001010000000000000515BI0100001908 | 55 | NO | 986.1 |  |  | Excess(+) | 1 | Full Conversion | INR | [40 empty] | #VALUE! | #VALUE! | #VALUE!
798 | 40000952 Recessed wiring to Calling Bell Point ( MODULAR) with 1.5 sq.mm FR PVC insulated single core multistrand copper conductor of ISI marked with 20 mm dia non metalic PVC flexible conduit with 5 Amp, 250 V modular bell push ISI marked and ceiling rose ISI marked mounted on MS Box having front bakelight cover of suitable size, MS Box with 1.0 sq. FR PVC insulated single core multistrand copper conductor as earth wire including all accessories and connection. ( Make of wire Finolex / Anchor / Havels/ V guard)(Make-bell push switch-Legrand /Wipro-North West /Anchor-Panasonic/ havells)(Make of PVC pipe-AKG/NORPACK) Ground Floor | BI01010001010000000000000515BI0100001909 | 2 | NO | 1127.94 |  |  | Excess(+) | 1 | Full Conversion | INR | [40 empty] | #VALUE! | #VALUE! | #VALUE!
799 | 40000961 Recessed wiring to Telephone Point (socket)with 1.5 sq.mm FR PVC insulated single core multistrand copper conductor of ISI marked with 20 mm dia non metalic PVC flexible conduit with socket ISI marked MS Box with 1.0 sq. FR PVC insulated single core multistrand copper conductor as earth wire including all accessories and connection.( Make of wire Finolex / Anchor / Havels/ V guard)(Make-switch-Telephone socket -Legrand /Wipro-North West /Anchor-Panasonic/ havells)(Make of PVC pipe-AKG/NORPACK). Ground Floor | BI01010001010000000000000515BI0100001910 | 4 | NO | 954.85 |  |  | Excess(+) | 1 | Full Conversion | INR | [40 empty] | #VALUE! | #VALUE! | #VALUE!
800 | 40000964 Recessed wiring to Portico Light Point ( MODULAR) with 1.5 sq.mm FR PVC insulated single core multistrand copper conductor of ISI marked with 20 mm dia non metalic PVC flexible conduit with 5 Amp, 250 V one way modular switch ISI marked and ceiling rose ISI marked mounted on MS Box having front bakelight cover of suitable size, MS Box with 1.0 sq. FR PVC insulated single core multistrand copper conductor as earth wire including all accessories and connection . ( Make of wire Finolex / Anchor / Havels/ V guard) Make-switch /Ceiling rose-Legrand /Wipro-North West /Anchor-Panasonic/ havells)(Make of PVC pipe-AKG/NORPACK) Ground Floor | BI01010001010000000000000515BI0100001911 | 2 | NO | 986.07 |  |  | Excess(+) | 1 | Full Conversion | INR | [40 empty] | #VALUE! | #VALUE! | #VALUE!
801 | 40000967 Recessed wiring to Ceiling Light Point ( MODULAR) with 1.5 sq.mm FR PVC insulated single core multistrand copper conductor of ISI marked with 20 mm dia non metalic PVC flexible conduit with 5 Amp, 250 V one way modular switch ISI marked and ceiling rose ISI marked mounted on MS Box having front bakelight cover of suitable size, MS Box with 1.0 sq. FR PVC insulated single core multistrand copper conductor as earth wire including all accessories and connection . (Make of wire Finolex / Anchor / Havels/ V guard) Make-switch-Legrand /Wipro-North West /Anchor-Panasonic/ havells)(Make of PVC pipe-AKG/NORPACK) Ground Floor | BI01010001010000000000000515BI0100001912 | 6 | NO | 986.07 |  |  | Excess(+) | 1 | Full Conversion | INR | [40 empty] | #VALUE! | #VALUE! | #VALUE!
802 | 40000970 Recessed wiring to Ceiling Fan Point ( MODULAR)with 1.5 sq.mm FR PVC insulated single core multistrand copper conductor of ISI marked with 20 mm dia non metalic PVC flexible conduit with 5 Amp, 250 V one way modular switch ISI marked and ceiling rose ISI marked mounted on MS Box having front bakelight cover of suitable size, MS Box with 1.0 sq. FR PVC insulated single core multistrand copper conductor as earth wire including all accessories and connection . (Make of wire Finolex / Anchor / Havels/ V guard) Make-switch/ceiling rose-Legrand /Wipro-North West /Anchor-Panasonic/ havells)(Make of PVC pipe-AKG/NORPACK) Ground Floor | BI01010001010000000000000515BI0100001913 | 24 | NO | 986.07 |  |  | Excess(+) | 1 | Full Conversion | INR | [40 empty] | #VALUE! | #VALUE! | #VALUE!
803 | 40000973 Recessed wiring to Exhaust fan Point ( MODULAR)with 1.5 sq.mm FR PVC insulated single core multistrand copper conductor of ISI marked with 20 mm dia non metalic PVC flexible conduit with 5 Amp, 250 V modular type switch ISI marked and ceiling rose ISI marked mounted on MS Box having front bakelight cover of suitable size, MS Box with 1.0 sq. FR PVC insulated single core multistrand copper conductor as earth wire including all accessories and connection . (Make of wire Finolex / Anchor / Havels/ V guard) Make-switch/ceiling rose-Legrand /Wipro-North West /Anchor-Panasonic/ havells)(Make of PVC pipe-AKG/NORPACK) Ground Floor | BI01010001010000000000000515BI0100001914 | 11 | NO | 986.07 |  |  | Excess(+) | 1 | Full Conversion | INR | [40 empty] | #VALUE! | #VALUE! | #VALUE!
804 | 40000979 Recessed wiring to Security Light Point ( MODULAR) (4X24WT) with 1.5 sq.mm FR PVC insulated single core multistrand copper conductor of ISI marked with 20 mm dia non metalic PVC flexible conduit with 15 Amp, 250 V one way modular switch ISI marked and ceiling rose ISI marked mounted on MS Box having front bakelight cover of suitable size, MS Box with 1.0 sq. FR PVC insulated single core multistrand copper conductor as earth wire including all accessories and connection . (Make of wire Finolex / Anchor / Havels/ V guard/HPL) Make-switch-Legrand /Wipro-North West /Anchor-Panasonic/ havells)(Make of PVC pipe-AKG/NORPACK) Ground Floor | BI01010001010000000000000515BI0100001915 | 6 | NO | 1000.83 |  |  | Excess(+) | 1 | Full Conversion | INR | [40 empty] | #VALUE! | #VALUE! | #VALUE!
805 | 40000982 Point wiring for 5/ 6 amp socket outlet ( MODULAR) with 1.5 sq.mm FR PVC insulated single core multistrand copper conductor ISI marked in recess 20 mm dia non metalic PVC flexible conduit with 5 Amp, 250 V modular type switch & socket , phenolic laminated sheet suitable size ISI marked MS Box & earthing Point with 1 x 1.5 sq.mm FR PVC insulated single core multistrand copper conductor for loop earthing etc . (Make of wire Finolex / Anchor / Havels/ V guard) Make-switch/Socket-Legrand /Wipro-North West /Anchor-Panasonic/ havells)(Make of PVC pipe-AKG/NORPACK) Ground Floor | BI01010001010000000000000515BI0100001916 | 21 | NO | 534.4 |  |  | Excess(+) | 1 | Full Conversion | INR | [40 empty] | #VALUE! | #VALUE! | #VALUE!
806 | 40000985 Point wiring for 5/ 6 amp socket outlet ( Separate) ( MODULAR) with 1.5 sq.mm FR PVC insulated single core multistrand copper conductor ISI marked in recess 20 mm dia non metalic PVC flexible conduit with 5 Amp, 250 V modular type switch & socket , phenolic laminated sheet suitable size ISI marked MS Box & earthing Point with 1 x 1.5 sq.mm FR PVC insulated single core multistrand copper conductor for loop earthing etc . (Make of wire Finolex / Anchor / Havels/ V guard) Make-switch/Socket-Legrand /Wipro-North West /Anchor-Panasonic/ havells)(Make of PVC pipe-AKG/NORPACK) Ground Floor | BI01010001010000000000000515BI0100001917 | 4 | NO | 726.71 |  |  | Excess(+) | 1 | Full Conversion | INR | [40 empty] | #VALUE! | #VALUE! | #VALUE!
807 | 40000988 Point wiring for 15/16 amp socket outlet ( MODULAR) with 4.0sq.mm FR PVC insulated single core multistrand copper conductor ISI marked in recess 20 mm dia non metalic PVC flexible conduit with 15/16 Amp, 250 V modular type switch & socket , phenolic laminated sheet suitable size ISI marked MS Box & earthing Point with 1 x 1.5 sq.mm FR PVC insulated single core multistrand copper conductor for loop earthing etc . (Make of wire Finolex / Anchor / Havels/ V guard) Make-switch/Socket-Legrand /Wipro-North West /Anchor-Panasonic/ havells)(Make of PVC pipe-AKG/NORPACK) Ground Floor | BI01010001010000000000000515BI0100001918 | 7 | NO | 978.37 |  |  | Excess(+) | 1 | Full Conversion | INR | [40 empty] | #VALUE! | #VALUE! | #VALUE!
808 | 40000991 Point wiring for Computer Point ( MODULAR) with 2.5 sq.mm FR PVC insulated single core multistrand copper conductor ISI marked in recess 20 mm dia non metalic PVC flexible conduit with3 Nos of 5 Amp, 250 V modular type switch & socket , phenolic laminated sheet suitable size ISI marked MS Box & earthing Point with 1 x 1.5 sq.mm FR PVC insulated single core multistrand copper conductor for loop earthing etc . (Make of wire Finolex / Anchor / Havels/ V guard) Make-switch/Socket-Legrand /Wipro-North West /Anchor-Panasonic/ havells)(Make of PVC pipe-AKG/NORPACK) Ground Floor | BI01010001010000000000000515BI0100001919 | 14 | NO | 1468.16 |  |  | Excess(+) | 1 | Full Conversion | INR | [40 empty] | #VALUE! | #VALUE! | #VALUE!
809 | 40001000 Recessed wiring to submain in 2 x 2.5 sqmm FR PVC insulated single core multistarnd copper conductor of ISI marked confirming to IS-694/1990 in 20 mm dia non metalic heavy duty flexible conduit 1.6 mm thick along with 1 x 1.5 sqmm FR PVC insulated single core multistrand copper conductor as earth wire as required (Make of wire Finolex / Anchor / Havells/ V guard) CSR SL .No- 1.8.2)(Make of PVC pipe-AKG/NORPACK) Ground Floor | BI01010001010000000000000515BI0100001920 | 360 | MTR | 143.82 |  |  | Excess(+) | 1 | Full Conversion | INR | [40 empty] | #VALUE! | #VALUE! | #VALUE!
810 | 40001003 Recessed wiring to submain in 2 x 4 sqmm FR PVC insulated single core multistarnd copper conductor of ISI marked confirming to IS-694/1990 in 20 mm dia non metalic heavy duty flexible conduit 1.6 mm thick along with 1 x 1.5 sqmm FR PVC insulated single core multistrand copper conductor as earth wire as required (Make of wire Finolex / Anchor / Havells/ V guard) CSR SL .No- 1.8.3)(Make of PVC pipe-AKG/NORPACK) Ground Floor | BI01010001010000000000000515BI0100001921 | 90 | MTR | 161 |  |  | Excess(+) | 1 | Full Conversion | INR | [40 empty] | #VALUE! | #VALUE! | #VALUE!
811 | 40001012 Recessed wiring to submain in 4 x 6 sqmm FR PVC insulated single core multistarnd copper conductor of ISI marked confirming to IS-694/1990 in 32 mm dia non metalic heavy duty flexible conduit 1.6 mm thick along with 2 x 2.5 sqmm FR PVC insulated single core multistrand copper conductor as earth wire as required (Make of wire Finolex / Anchor / Havells/ V guard) CSR SL .No- 1.8.10)(Make of PVC pipe-AKG/NORPACK) Ground Floor | BI01010001010000000000000515BI0100001922 | 90 | MTR | 287.98 |  |  | Excess(+) | 1 | Full Conversion | INR | [40 empty] | #VALUE! | #VALUE! | #VALUE!
812 | 40001015 Recessed wiring to submain in 4 x 10 sqmm FR PVC insulated single core multistarnd copper conductor of ISI marked confirming to IS-694/1990 in 32 mm dia non metalic heavy duty flexible conduit 1.6 mm thick along with 2 x 4 sqmm FR PVC insulated single core multistrand copper conductor as earth wire as required (Make of wire Finolex / Anchor / Havells/ V guard) CSR SL .No- 1.8.11)(Make of PVC pipe-AKG/NORPACK) Ground Floor | BI01010001010000000000000515BI0100001923 | 45 | MTR | 414.22 |  |  | Excess(+) | 1 | Full Conversion | INR | [40 empty] | #VALUE! | #VALUE! | #VALUE!
813 | 40001033 Supply and laying of 25 sq.mm 3.5 core PVC Al. Arm Cableof 1.1 KV grade ISI Marked direct in ground including excavation , sand cushioning , protective covering and refilling the trench etc. as required. ( sl no- 5.1.1)(Make Cable- Finolex/ Havells/Polycab/KEI) Ground Floor | BI01010001010000000000000515BI0100001924 | 50 | MTR | 339.33 |  |  | Excess(+) | 1 | Full Conversion | INR | [40 empty] | #VALUE! | #VALUE! | #VALUE!
814 | 40001123 Supply and fixing of Earthing with GI earth pipe 3 meter long 40 mm dia ISI marked including accessories and providing masonary enclosure with cover plate having locking arrangement and water pipe etc with charcoal and salt as required( CSR Sl. No- 3.2, ) Ground Floor | BI01010001010000000000000515BI0100001925 | 2 | NO | 2479.26 |  |  | Excess(+) | 1 | Full Conversion | INR | [40 empty] | #VALUE! | #VALUE! | #VALUE!
815 | 40001126 providing and fixing 8 SWG(4mm)dia copper wire on surface or in recess for loop earthing as required (sl no-3.18) Ground Floor | BI01010001010000000000000515BI0100001926 | 100 | RFT | 27.49 |  |  | Excess(+) | 1 | Full Conversion | INR | [40 empty] | #VALUE! | #VALUE! | #VALUE!
816 | 40001129 Supplying and fixing of 6"X4" 16/18 swg,2 " deep metal box of following size on surface / recesss with suitable size of 3mm thick phenolic laminated sheet cover in front including cutting the wall and making good the same case of recessed conduit as required.(csr sl.no-1.24.5)(Make-National / Royalam) Ground Floor | BI01010001010000000000000515BI0100001927 | 10 | NO | 52.66 |  |  | Excess(+) | 1 | Full Conversion | INR | [40 empty] | #VALUE! | #VALUE! | #VALUE!
817 | 40001132 Supplying and fixing of 8"X6" 16/18 swg,2 " deep metal box of following size on surface / recesss with suitable size of 3mm thick phenolic laminated sheet cover in front including cutting the wall and making good the same case of recessed conduit as required.(csr sl.no-1.24.5)(Make-(National / Royalam) Ground Floor | BI01010001010000000000000515BI0100001928 | 10 | NO | 74.93 |  |  | Excess(+) | 1 | Full Conversion | INR | [40 empty] | #VALUE! | #VALUE! | #VALUE!
818 | 40001135 Supplying and fixing of 8"X10" 16/18 swg,2 " deep metal box of following size on surface / recesss with suitable size of 3mm thick phenolic laminated sheet cover in front including cutting the wall and making good the same case of recessed conduit as required.(csr sl.no-1.24.5)(Make-(National / Royalam) Ground Floor | BI01010001010000000000000515BI0100001929 | 10 | NO | 115.98 |  |  | Excess(+) | 1 | Full Conversion | INR | [40 empty] | #VALUE! | #VALUE! | #VALUE!
819 | 40001141 Supplying and fixing of two modular GI Box 18 swg with Modular base & cover for 2 module (Sl. No- 1301,1421)(Make-switch/Socke t-Legrand/Wipro/ Anchor-Panasonic/ havells) Ground Floor | BI01010001010000000000000515BI0100001930 | 20 | NO | 123.81 |  |  | Excess(+) | 1 | Full Conversion | INR | [40 empty] | #VALUE! | #VALUE! | #VALUE!
820 | 40001145 Supplying and fixing of 4 modular GI Box 18 swg with Modular base & cover for 4 module (Sl. No- 1301,1421)(Make-Legrand/Wipro/ Anchor-Panasonic/ havells) Ground Floor | BI01010001010000000000000515BI0100001931 | 6 | NO | 170.63 |  |  | Excess(+) | 1 | Full Conversion | INR | [40 empty] | #VALUE! | #VALUE! | #VALUE!
821 | 40001151 Supplying and fixing of 8 modular GI Box 18 swg with Modular base & cover for 8 module (Sl. No- 1301,1421)(Make-Legrand/Wipro/ Anchor-Panasonic/ havells) Ground Floor | BI01010001010000000000000515BI0100001932 | 10 | NO | 270.11 |  |  | Excess(+) | 1 | Full Conversion | INR | [40 empty] | #VALUE! | #VALUE! | #VALUE!
822 | 40001154 Supplying and fixing of 12 modular GI Box 18 swg with Modular base & cover for 12 module (Sl. No- 1301,1421)(Make-Legrand/Wipro/ Anchor-Panasonic/ havells) Ground Floor | BI01010001010000000000000515BI0100001933 | 40 | NO | 381.76 |  |  | Excess(+) | 1 | Full Conversion | INR | [40 empty] | #VALUE! | #VALUE! | #VALUE!
823 | 40001163 Supply and Fixing of 32 AMP 4P MCB-1NO 32AMP .415 VOLT CUTOUT -03 NOS WITH COPPER BUS BAR & INDICATOR ETC.including all accessories and connections. [Make-(a) MCB/MCCB- Legrand/L&T/ABB/SCHNIDER(b)- Voltmeter, Ammeter-AE/CAPPA (c) ALL OTHER ACCESSORIES ISI MARK] Ground Floor | BI01010001010000000000000515BI0100001934 | 3 | SET | 12535 |  |  | Excess(+) | 1 | Full Conversion | INR | [40 empty] | #VALUE! | #VALUE! | #VALUE!
824 | 40001166 Supply and fixing of 63 AMP 4P MCB-1NO,63 AMP,415 V CUTOUT-3 NOS WITH COPPER BUS BAR & INDICATOR ETC including all accessories and connections . [Make-(a) MCB/MCCB- Legrand/L&T/ABB/SCHNIDER(b)- Voltmeter, Ammeter-AE/CAPPA (c) ALL OTHER ACCESSORIES ISI MARK] Ground Floor | BI01010001010000000000000515BI0100001935 | 1 | NO | 18572.5 |  |  | Excess(+) | 1 | Full Conversion | INR | [40 empty] | #VALUE! | #VALUE! | #VALUE!
825 | 40001172 Supply of U-type fan hook Ground Floor | BI01010001010000000000000515BI0100001936 | 24 | NO | 89.7 |  |  | Excess(+) | 1 | Full Conversion | INR | [40 empty] | #VALUE! | #VALUE! | #VALUE!
826 | 40001178 Supply and fixing of 4 way mcb Box with 32 Amp TPN MCB & 12 nos 20 amp SPMCB with sheet steel encloser , distribution board, on surface/ recess, complete with tinned copper bus bar , neutral bus bar, earth bar, din bar , detachable gland plate, interconnection , phosphate and power painted including earthing etc as required. ( Sl. No- 2.7.4, 2.5& 2.9)Make-MCB-(Legrand/L&T/ABB/SCHNIDER) Ground Floor | BI01010001010000000000000515BI0100001937 | 3 | SET | 4598.5 |  |  | Excess(+) | 1 | Full Conversion | INR | [40 empty] | #VALUE! | #VALUE! | #VALUE!
827 | 40001190 Supplying and fixing of Call Bell/buzzer ISI marked suitable for DC/AC single phase 230 volts complete as required (CSR sl no-1.30) Ground Floor | BI01010001010000000000000515BI0100001938 | 2 | NO | 121.7 |  |  | Excess(+) | 1 | Full Conversion | INR | [40 empty] | #VALUE! | #VALUE! | #VALUE!
828 | 40001228 Supply & fixing of 45 W LED STREET LIGHT FITTING on wall with , G.I. Bracket, Clamp & Nut Bolt connecting wire all accessories refer to catalouge No- MAKE- CROMPTON, CODE-LSTO-45-CDL /MAKE-PHILIPS, MODEL-GREEN LINE , CODE-BRP320 / MAKE-HPL, CODE-HPLLEDST4060S & HPLLEDSL4560S including fixing and connections as per instruction of Electrical Engineer-in-charge. Ground Floor | BI01010001010000000000000515BI0100001939 | 6 | NO | 5037 |  |  | Excess(+) | 1 | Full Conversion | INR | [40 empty] | #VALUE! | #VALUE! | #VALUE!
829 | 40001234 supply of Stepped type modular fan regulator.(Make-Regulator-Legrand/Wipro/ Anchor-Panasonic/ havells) Ground Floor | BI01010001010000000000000515BI0100001940 | 24 | NO | 249.61 |  |  | Excess(+) | 1 | Full Conversion | INR | [40 empty] | #VALUE! | #VALUE! | #VALUE!
830 | 40001249 Supply & fixing of cat-6 UTP cable for LAN wiring with conduit pipe / PVC casing caping / under floor G.I. Tunk line as per the instruction of Electrical Engineer-In-Charge and consultant . MAKE- D-LINK/DIGISOL/ Molex Ground Floor | BI01010001010000000000000515BI0100001941 | 420 | MTR | 26.17 |  |  | Excess(+) | 1 | Full Conversion | INR | [40 empty] | #VALUE! | #VALUE! | #VALUE!
831 | 40001252 Supplying & fixing of patch panel suitable for rack mounting as per the instruction of Electrical Engineer-In-Charge and consultant . ,24 PORT 10/100/1000MBPS(Make-D-Link/ Net Gear) Ground Floor | BI01010001010000000000000515BI0100001942 | 1 | NO | 4827.61 |  |  | Excess(+) | 1 | Full Conversion | INR | [40 empty] | #VALUE! | #VALUE! | #VALUE! | 1.01 | Supplying, Conveying and fixing spls. Including eart | item1 | 123.223 | Nos
832 | 40001255 Supply of 10/100/1000 gigabyte smart managed switch with 4 SFP port,24 ports(Make-D-Link/ Net Gear) Ground Floor | BI01010001010000000000000515BI0100001943 | 1 | NO | 14047.61 |  |  | Excess(+) | 1 | Full Conversion | INR | [40 empty] | #VALUE! | #VALUE! | #VALUE! | 3 | Supplying, Conveying and fixing spls. Including ea | item4 | 10 | Nos
833 | 40001258 SUPPLY & FIXING OF POWER DISTRIBUTION BOX,MAKE-NET RACK/VAL RACK Ground Floor | BI01010001010000000000000515BI0100001944 | 1 | NO | 523.8 |  |  | Excess(+) | 1 | Full Conversion | INR | [40 empty] | #VALUE! | #VALUE! | #VALUE! | 1.01 | Supplying, Conveying and fixing spls. Including eart | item1 | 123.223 | Nos
834 | 40001262 SUPPLY & FIXING OF 6U WALL MOUNTED RACK WITH ACCESSORIES(Make-Val rack/Net Rack) Ground Floor | BI01010001010000000000000515BI0100001945 | 1 | NO | 3771.32 |  |  | Excess(+) | 1 | Full Conversion | INR | [40 empty] | #VALUE! | #VALUE! | #VALUE! | 1.02 | Construction of chamber for 100mm sluice plates | item2 | 213 | Nos
835 | 40001265 SUPPLY & FIXING OF 1 MTR LONG PATCH CORD(MAKE- D-LINK) Ground Floor | BI01010001010000000000000515BI0100001946 | 24 | NO | 101.49 |  |  | Excess(+) | 1 | Full Conversion | INR | [40 empty] | #VALUE! | #VALUE! | #VALUE! | 2 | Construction of chamber for 100mm sluices valve | item3 | 10 | Nos
836 | 40001268 SUPPLY & FIXING OF 2 MTR LONG PATCH CORD(MAKE- D-LINK) Ground Floor | BI01010001010000000000000515BI0100001947 | 14 | NO | 122 |  |  | Excess(+) | 1 | Full Conversion | INR | [40 empty] | #VALUE! | #VALUE! | #VALUE! | 1.01 | Supplying, Conveying and fixing spls. Including eart | item1 | 123.223 | Nos
837 | 40001271 SUPPLY & FIXING OF INFORMATION OUTLET WITH SMB I/O MAKE D-LINK Ground Floor | BI01010001010000000000000515BI0100001948 | 14 | NO | 206.85 |  |  | Excess(+) | 1 | Full Conversion | INR | [40 empty] | #VALUE! | #VALUE! | #VALUE! | 2 | Construction of chamber for 100mm sluices valve | item3 | 10 | Nos
838 | 40001583 Supply and fixing of 9 WT. LED Bulb installred at angle holder/ batten holder.(Make- CROMPTON/ PHILIPS/ WIPRO/HAVELLS/PANASONIC) Ground Floor | BI01010001010000000000000515BI0100001949 | 18 | NO | 120.75 |  |  | Excess(+) | 1 | Full Conversion | INR | [40 empty] | #VALUE! | #VALUE! | #VALUE! | 3 | Supplying, Conveying and fixing spls. Including ea | item4 | 10 | Nos
839 | 40001586 Supply and fixing of 4 FT 20 W LED Tube light fitting with lamp including fixing and connections as per instruction of Electrical Engineer-in-charge (Make- CROMPTON/ PHILIPS/ WIPRO/HAVELLS/PANASONIC) Ground Floor | BI01010001010000000000000515BI0100001950 | 55 | NO | 758.99 |  |  | Excess(+) | 1 | Full Conversion | INR | [40 empty] | #VALUE! | #VALUE! | #VALUE! | 4 | Construction of chamber for 100mm sluice plates | item5 | 10 | Nos
840 | 40001610 Supply & fixing of 400MM (16") WALL MOUNTED FAN WITH COMPLETE ACCESSORIES[BROWN/WHITE].including hanging and connections as per instruction of Electrical Engineer-in-charge[MAKE- USHA/ CROMPTON/HAVELLS/ANCHOR-PANASONIC) Ground Floor | BI01010001010000000000000515BI0100001951 | 4 | NO | 2127.5 |  |  | Excess(+) | 1 | Full Conversion | INR | [40 empty] | #VALUE! | #VALUE! | #VALUE! | 4 | Construction of chamber for 100mm sluice plates | item5 | 10 | Nos
841 | 40001679 Supply and fixing of SURFACE MOUNTED LED 12 W SQUARE/ROUND PORTICO LIGHT WITH POWDER COATED FINISHED IN WHITE HOUSING 1with lamp , choke, connecting wire, and all accessories and connections as per instruction of Electrical Engineer-in-charge(Make- CROMPTON/ PHILIPS/ WIPRO/HAVELLS/PANASONIC) Ground Floor | BI01010001010000000000000515BI0100001952 | 2 | NO | 1322.5 |  |  | Excess(+) | 1 | Full Conversion | INR | [40 empty] | #VALUE! | #VALUE! | #VALUE! | 4 | Construction of chamber for 100mm sluice plates | item5 | 10 | Nos
842 | 40001716 Providing and fixing of 36 wt. LED Recessed mounted LED 2'x2' on False ceiling comprises of CRCA sheet metal body housing finished in white powder coated . The is pre-wired with high efficiency electronic driver. High translucent frosted diffuser is used to get glare free, smooth light distribution. Operating Voltage Range : 150V~ - 270V, PF : > 0.9, 100 Lum/Watt. Seperate Installation Frame to be ordered for installation in POP & GYPSUM ceiling. with lamp , choke, connecting wire, and all accessories and connections as per instruction of Electrical Engineer-in-charge.(Make- CROMPTON/ PHILIPS/ WIPRO/HAVELLS/PANASONIC) Ground Floor | BI01010001010000000000000515BI0100001953 | 6 | NO | 3047.5 |  |  | Excess(+) | 1 | Full Conversion | INR | [40 empty] | #VALUE! | #VALUE! | #VALUE! | 1.01 | Supplying, Conveying and fixing spls. Including eart | item1 | 123.223 | Nos
843 | 40001876 Supply and fixing of 16 Amp top(for inverter installation) with all accessories and conncetion as per instruction of Electrical-Engi neer-in-Charge Ground Floor | BI01010001010000000000000515BI0100001954 | 2 | NO | 80.5 |  |  | Excess(+) | 1 | Full Conversion | INR | [40 empty] | #VALUE! | #VALUE! | #VALUE! | 1.02 | Construction of chamber for 100mm sluice plates | item2 | 213 | Nos
844 | 40001879 Recessed wiring in 1X1.5sqmm (For inverter)/DG wiring )FR PVC insulated single core multistrand copper conducter of ISI marked confirming to IS-694/1990 in 20 mm dia non metalic heavy duty flexible conduit 1.6 mm thick as per direction of Engineer in charge(Make of wire Finolex/L &T/Anchor/Havels/V guard) Ground Floor | BI01010001010000000000000515BI0100001955 | 180 | MTR | 109.67 |  |  | Excess(+) | 1 | Full Conversion | INR | [40 empty] | #VALUE! | #VALUE! | #VALUE! | 2 | Construction of chamber for 100mm sluices valve | item3 | 10 | Nos
845 | 40005301 Supply and fixing of 250 mm sweep Louvers (PVC BODY) fan with connecting wire and all accessories including fixing and connections as per instruction of Electrical Engineer-in-charge. [MAKE- USHA/ CROMPTON/HAVELLS/ANCHOR-PANASONIC) (Ground Floor) Ground Floor | BI01010001010000000000000515BI0100001956 | 11 | NO | 1973.4 |  |  | Excess(+) | 1 | Full Conversion | INR | [40 empty] | #VALUE! | #VALUE! | #VALUE! | 3 | Supplying, Conveying and fixing spls. Including ea | item4 | 10 | Nos
846 | 40007051 Supply and fixing of 1200 mm sweep AC ( 1 star rated)ceiling fan with connecting wire and all accessories including hanging and connections .- [MAKE- USHA MODEL-ENERGIA ISI 1 STAR/ CROMPTON MODEL-EMPOWER ISI & 1 STAR/V-GUARD MODEL-CF CORONA VX/CVX 50 4 8/HAVELLS/ANCHOR-PANASONIC) Ground Floor | BI01010001010000000000000515BI0100001957 | 24 | NO | 2578.95 |  |  | Excess(+) | 1 | Full Conversion | INR | [40 empty] | #VALUE! | #VALUE! | #VALUE! | 1.01 | Supplying, Conveying and fixing spls. Including eart | item1 | 123.223 | Nos
847 | 40007095 Supply and installation of 1.5Tr.(2 Star) Split type Air Conditioner of reputed brand with supply and fixing of 5 KVA ,130-280 Volt voltage range wall/floor mounted stabiliser including all accessories,fastner angle copper piping up to 15ft & connections as per instruction of Electrical Engineer-in-charge MAKE of A.C. – CARRIER/BLUE STAR/MITSUBISHI , MAKE OF STABILIZER-SHAKTI/ AUTOTEK/V-GUARD/MICROTEK Ground Floor | BI01010001010000000000000515BI0100001958 | 4 | NO | 52900 |  |  | Excess(+) | 1 | Full Conversion | INR | [40 empty] | #VALUE! | #VALUE! | #VALUE! | 1.02 | Construction of chamber for 100mm sluice plates | item2 | 213 | Nos
848 | IPH | BI01010001010000000000000515BI0100001959 | [52 empty] | 2 | Construction of chamber for 100mm sluices valve | item3 | 10 | Nos
849 | 10000002 Providing and fixing Chlorinated Polyvinyl Chloride (CPVC) pipes conforming to IS:15778,having thermal stability for hot & cold water supply,including all CPVC plain & brass threaded fittings including fixing the pipe with clamps at 1.00 m spacing. This includes jointing of pipes & fittings with one step CPVC solvent cement and testing of joints complete as per direction of Engineer-in-Charge. For 20mm nominal outer dia pipes Ground Floor | BI01010001010000000000000515BI0100001960 | 82 | MTR | 227.54 |  |  | Excess(+) | 1 | Full Conversion | INR | [40 empty] | #VALUE! | #VALUE! | #VALUE! | 3 | Supplying, Conveying and fixing spls. Including ea | item4 | 10 | Nos
850 | 10000004 Providing and fixing Chlorinated Polyvinyl Chloride (CPVC) pipes conforming to IS:15778,having thermal stability for hot & cold water supply,including all CPVC plain & brass threaded fittings including fixing the pipe with clamps at 1.00 m spacing. This includes jointing of pipes & fittings with one step CPVC solvent cement and testing of joints complete as per direction of Engineer-in-Charge. For 25mm nominal outer dia pipes Ground Floor | BI01010001010000000000000515BI0100001961 | 90 | MTR | 304.69 |  |  | Excess(+) | 1 | Full Conversion | INR | [40 empty] | #VALUE! | #VALUE! | #VALUE! | 1.01 | Supplying, Conveying and fixing spls. Including eart | item1 | 123.223 | Nos
851 | 10000006 Providing and fixing Chlorinated Polyvinyl Chloride (CPVC) pipes conforming to IS:15778,having thermal stability for hot & cold water supply,including all CPVC plain & brass threaded fittings including fixing the pipe with clamps at 1.00 m spacing. This includes jointing of pipes & fittings with one step CPVC solvent cement and testing of joints complete as per direction of Engineer-in-Charge. For 40mm nominal outer dia pipes Ground Floor | BI01010001010000000000000515BI0100001962 | 72 | MTR | 590.74 |  |  | Excess(+) | 1 | Full Conversion | INR | [40 empty] | #VALUE! | #VALUE! | #VALUE!
852 | 10000010 Cutting holes through existing brick work including making good the same in cement mortar (1:4) fro taking GI/PVC pipes and fittings etc all complete as per specification. {with 1:4 brick work in cement motar[Excluding contractors profit & Over head charges] 10x0.12x0.25 and 12mm thick cement plaster (1:4) [Excluding CP & OHC] 10x0.12x0.25} FOR 250mm THICK WALL Ground Floor | BI01010001010000000000000515BI0100001963 | 40 | NO | 44.94 |  |  | Excess(+) | 1 | Full Conversion | INR | [40 empty] | #VALUE! | #VALUE! | #VALUE!
853 | 10000016 Cutting hole in R.C.C floor and roofs upto 19cm thick for passing G.I/P.V.C pipes and fittings etc and reparing the hole after insertion of pipes etc with cement concrete (1:2:4) including finishing complete so as to make it leak proof. Details cost of 1 hole of average size 15cm X 15cm X 25cm Ground Floor | BI01010001010000000000000515BI0100001964 | 20 | NO | 158.61 |  |  | Excess(+) | 1 | Full Conversion | INR | [40 empty] | #VALUE! | #VALUE! | #VALUE!
854 | 10000018 Cutting grooves in pucca floors and walls for taking GI/PVC pipes and making good the damages as per specification complete. With Cement concrete (1:3:6)with metal [Excluding CP & OHC] and 12mm cement plaster (1:3) [Excluding CP & OHC] along with Cement punning [Excluding CP & OHC] Ground Floor | BI01010001010000000000000515BI0100001965 | 72 | MTR | 151.44 |  |  | Excess(+) | 1 | Full Conversion | INR | [40 empty] | #VALUE! | #VALUE! | #VALUE!
855 | 10000020 Providing and fixing on wall face unplasticised Rigid PVC soil,waste and rain water pipes conforming to IS : 13592 Type A,including jointing with seal ring conforming to IS : 5382,leaving 10mm gap for thermal expansion, (i)single socket pipes. For 110mm diameter U-PVC SWR pipes. Ground Floor | BI01010001010000000000000515BI0100001966 | 52 | MTR | 348.31 |  |  | Excess(+) | 1 | Full Conversion | INR | [40 empty] | #VALUE! | #VALUE! | #VALUE!
856 | 10000079 Fixing of C.P.V.C Full Way Valve/ Ball Valve conforming to the following nominal sizes with wheel as per specification complete . 40mm diameter Ground Floor | BI01010001010000000000000515BI0100001967 | 8 | NO | 641.04 |  |  | Excess(+) | 1 | Full Conversion | INR | [40 empty] | #VALUE! | #VALUE! | #VALUE!
857 | 10000081 Fixing of C.P.V.C Full Way Valve/ Ball Valve conforming to the following nominal sizes with wheel as per specification complete . 25mm diameter Ground Floor | BI01010001010000000000000515BI0100001968 | 16 | NO | 526.99 |  |  | Excess(+) | 1 | Full Conversion | INR | [40 empty] | #VALUE! | #VALUE! | #VALUE!
858 | 10000164 Extra over item Water Tank for hoisting Rotational moulded polyethylene cylindrical vertical water storage tanks of the following size for every additional height of 5 metres or part thereof (Hoisting Charges). Ground Floor | BI01010001010000000000000515BI0100001969 | 48 | RMT | 174.63 |  |  | Excess(+) | 1 | Full Conversion | INR | [40 empty] | #VALUE! | #VALUE! | #VALUE!
859 | 10000178 Fixing Wash Down Water Closet (European type W.C pan) with integral ‘S’ or ‘P’ trap conforming to JAQUAR MAKE of brand code CNS-WHT-553SN and of viteros china make seat cover fixing to the floor with wooden plug and chromium plated screws including jointing the trap with soil pipe in cement mortar (1:1) etc all complete as per specification. Ground Floor | BI01010001010000000000000515BI0100001970 | 11 | NO | 3768.48 |  |  | Excess(+) | 1 | Full Conversion | INR | [40 empty] | #VALUE! | #VALUE! | #VALUE!
860 | 10000184 Fixing wash basins with hole for pillar taps conforming to IS 2556 : Part 4-2004 / JAQUAR MAKE with Cast Iron or M S brackets painted white including cutting holes in walls and making good the damages etc all complete as per specification.(Vitreous china flat back wash basin 550x400x200 mm (CODE CNS-WHT-801) JAQUAR MAKE). Ground Floor | BI01010001010000000000000515BI0100001971 | 11 | NO | 4690.63 |  |  | Excess(+) | 1 | Full Conversion | INR | [40 empty] | #VALUE! | #VALUE! | #VALUE!
861 | 10000190 Fixing Of Standing urinal conforming to IS 2556 : Part 6-1996 including connecting the urinal with waste pipe by means of white lead mixed with chopped hemp etc all complete as per specification.(White vitreous china clay half stall urinal flat back 355X345X535 mm (BRAND CODE URS-WHT-13261) JAQUAR MAKE). Ground Floor | BI01010001010000000000000515BI0100001972 | 3 | NO | 4388.68 |  |  | Excess(+) | 1 | Full Conversion | INR | [40 empty] | #VALUE! | #VALUE! | #VALUE!
862 | 10000192 Providing and fixing controlled flush, low level cistern made of vitreous china conforming to CNS-WHT-353 N& S /CNS-WHT-755 (JAQUAR MAKE)with all fittings complete. Ground Floor | BI01010001010000000000000515BI0100001973 | 11 | NO | 2104.9 |  |  | Excess(+) | 1 | Full Conversion | INR | [40 empty] | #VALUE! | #VALUE! | #VALUE!
863 | 10000194 Fixing of Screw-down TWO WAY Bib Cocks (Taps) polished bright conforming to (JAQUAR MAKE) with CP flange and CP extension piece of the following nominal sizes as per specification complete. (Delux Head & high quality),(15mm diameter Two way short body bib cock (CODE CON-041KN). Ground Floor | BI01010001010000000000000515BI0100001974 | 11 | NO | 1381.17 |  |  | Excess(+) | 1 | Full Conversion | INR | [40 empty] | #VALUE! | #VALUE! | #VALUE!
864 | 10000196 Fixing of Screw-down LONG BODY Bib Cocks (Taps) polished bright conforming to (JAQUAR MAKE) with CP flange and CP extension piece of the following nominal sizes as per specification complete. (Delux Head & high quality.(15mm diameter long body bib cock (CODE CON-107KN). Ground Floor | BI01010001010000000000000515BI0100001975 | 14 | NO | 1576.08 |  |  | Excess(+) | 1 | Full Conversion | INR | [40 empty] | #VALUE! | #VALUE! | #VALUE!
865 | 10000202 Fixing of Screw-down ANGLE Stop Cocks conforming to CON-053KN (JAQUAR MAKE) of the following nominal sizes as per specification complete. (Deluxe Head& high quality),(15mm diameter angle stop cock). Ground Floor | BI01010001010000000000000515BI0100001976 | 18 | NO | 836.62 |  |  | Excess(+) | 1 | Full Conversion | INR | [40 empty] | #VALUE! | #VALUE! | #VALUE!
866 | 10000204 Fixing of Screw-down Consealed Stop Cocks conforming to CON-069FTK(JAQUAR MAKE) of the following nominal sizes as per specification complete. (Deluxe Head& high quality),(15mm diameter consealed stop cock). Ground Floor | BI01010001010000000000000515BI0100001977 | 14 | NO | 1214.14 |  |  | Excess(+) | 1 | Full Conversion | INR | [40 empty] | #VALUE! | #VALUE! | #VALUE!
867 | 10000206 Fixing Chromium Plated Shower rose conforming OHS-1985 (JAQUAR MAKE)including polishing all complete as per specification.(Deluxe Head &Heavy quality). Ground Floor | BI01010001010000000000000515BI0100001978 | 11 | NO | 1136.12 |  |  | Excess(+) | 1 | Full Conversion | INR | [40 empty] | #VALUE! | #VALUE! | #VALUE!
868 | 10000208 Fixing Chromium Plated Arm of 15mm or 20mm inlet conforming to (Shower Arm Casted 190mm Long Light Body Round Shape for Wall mounted Showers with flange, SHA-477) (JAQUAR MAKE)including polishing all complete as per specification.(Deluxe Head &Heavy quality). Ground Floor | BI01010001010000000000000515BI0100001979 | 11 | NO | 697.55 |  |  | Excess(+) | 1 | Full Conversion | INR | [40 empty] | #VALUE! | #VALUE! | #VALUE!
869 | 10000214 Fitting,Fixing of Health faucet conforming to(Hand Shower (Health faucet) ABS Body with 1.2 Meter Long PVC Tube & Wall Hook, (ALD-IVY-583 & ALD-BLK-583),( JAQUAR MAKE) including all complete as per specification. Ground Floor | BI01010001010000000000000515BI0100001980 | 11 | NO | 1184.84 |  |  | Excess(+) | 1 | Full Conversion | INR | [40 empty] | #VALUE! | #VALUE! | #VALUE!
870 | 10000216 Fixing Chromium Plated soap dish Holder complete with Chromium Plated brass brackets fixed to P.V.C plugs with Chromium Plated brass screws as per specification.(JAQUAR MAKE,BRAND ACN-1131N). Ground Floor | BI01010001010000000000000515BI0100001981 | 14 | NO | 933.73 |  |  | Excess(+) | 1 | Full Conversion | INR | [40 empty] | #VALUE! | #VALUE! | #VALUE!
871 | 10000218 Fixing standard sized glass-shelf with Chromium Plated brass brackets and guard rails complete, fixed to woden plugs with Chromium Plated brass screws as per specification.(600mm Long glass shelf (JAQUAR MAKE BRAND ACN-1171N), Ground Floor | BI01010001010000000000000515BI0100001982 | 20 | NO | 1495.21 |  |  | Excess(+) | 1 | Full Conversion | INR | [40 empty] | #VALUE! | #VALUE! | #VALUE!
872 | 10000222 Fixing standard sized towel rail of JAQUAR MAKE complete with Chromium Plated brass brackets fixed to wooden plugs with Chromium Plated brass screws, complete as per specification.(Single towel rail 600mm long),( BRAND CODE ACN-1111NM),(Heavy quality). Ground Floor | BI01010001010000000000000515BI0100001983 | 11 | NO | 1563.54 |  |  | Excess(+) | 1 | Full Conversion | INR | [40 empty] | #VALUE! | #VALUE! | #VALUE!
873 | 10000224 Fixing standard sized towel ring of JAQUAR MAKE complete with Chromium Plated brass brackets fixed to wooden plugs with Chromium Plated brass screws, complete as per specification.(Towel Ring Round With Round Flange (BRAND CODE ACN-1121BN). Ground Floor | BI01010001010000000000000515BI0100001984 | 6 | NO | 960.6 |  |  | Excess(+) | 1 | Full Conversion | INR | [40 empty] | #VALUE! | #VALUE! | #VALUE!
874 | 10000292 Laying in trenches OD PVC pipes and specials of the following outside diameter for all classes including jointing with supply of approved solvent cement by non-heat application method including testing as per specification complete. 160mm dia OD P.V.C SWR double socket pipes (ISI TYPE-A),Analysis is done as per AR-2013,SLNO-2.3.2 . Ground Floor | BI01010001010000000000000515BI0100001985 | 12 | MTR | 675.08 |  |  | Excess(+) | 1 | Full Conversion | INR | [40 empty] | #VALUE! | #VALUE! | #VALUE!
875 | 10000294 Laying in trenches OD PVC pipes and specials of the following outside diameter for all classes including jointing with supply of approved solvent cement by non-heat application method including testing as per specification complete. 110mm dia OD P.V.C SWR double socket pipes (ISI TYPE-A),Analysis is done as per AR-2013,SL NO-2.3.2 . Ground Floor | BI01010001010000000000000515BI0100001986 | 36 | MTR | 347.8 |  |  | Excess(+) | 1 | Full Conversion | INR | [40 empty] | #VALUE! | #VALUE! | #VALUE!
876 | 10000296 Providing and fixing on wall face PVC SWR moulded fittings / accessories for unplasticised Rigid PVC SWR pipes conforming to IS : 13592 Type A, including jointing with seal ring leaving 10 mm gap for thermal expansion .SINGLE JUNCTION WITH DOOR 110 mm P.V.C SWR TYPE. according to AR-2013 SL NO-3.3.3(V) Ground Floor | BI01010001010000000000000515BI0100001987 | 16 | NO | 282.98 |  |  | Excess(+) | 1 | Full Conversion | INR | [40 empty] | #VALUE! | #VALUE! | #VALUE!
877 | 10000298 Providing and fixing on wall face PVC SWR moulded fittings / accessories for unplasticised Rigid PVC SWR pipes conforming to IS : 13592 Type A, including jointing with seal ring leaving 10 mm gap for thermal expansion .110MM DIA PLAIN BEND P.V.C SWR TYPE Ground Floor | BI01010001010000000000000515BI0100001988 | 18 | NO | 166.02 |  |  | Excess(+) | 1 | Full Conversion | INR | [40 empty] | #VALUE! | #VALUE! | #VALUE!
878 | 10000300 Providing and fixing on wall face PVC SWR moulded fittings / accessories for unplasticised Rigid PVC SWR pipes conforming to IS : 13592 Type A, including jointing with seal ring leaving 10 mm gap for thermal expansion .110mm dia bend with door P.V.C SWR TYPE Ground Floor | BI01010001010000000000000515BI0100001989 | 16 | NO | 199.04 |  |  | Excess(+) | 1 | Full Conversion | INR | [40 empty] | #VALUE! | #VALUE! | #VALUE!
879 | 10000304 Fixing 110mm size ‘P’ trap (with horn or without horn) for water closet squatting pan including jointing the trap with pan in cement mortar (1:1) as per specification.110 MM DIA P.V.C SWR P-TRAP Ground Floor | BI01010001010000000000000515BI0100001990 | 14 | NO | 306.72 |  |  | Excess(+) | 1 | Full Conversion | INR | [40 empty] | #VALUE! | #VALUE! | #VALUE!
880 | 10000306 Fixing floor traps of the following nominal diameter of outlet of self cleaning design with screwed down or hinged grating with or without vent arm complete including cost of cutting and making good the walls and floors all complete as per specification.110mm dia p.v.c Nahani trap without jally. Ground Floor | BI01010001010000000000000515BI0100001991 | 6 | NO | 159.64 |  |  | Excess(+) | 1 | Full Conversion | INR | [40 empty] | #VALUE! | #VALUE! | #VALUE!
881 | 10000310 Providing and fixing on wall face PVC SWR moulded fittings / accessories for PVC SWR pipes conforming to IS : 13592 Type A, including jointing with seal ring leaving 10 mm gap for thermal expansion .110 mm dia off set as per p.v.c swr type. Ground Floor | BI01010001010000000000000515BI0100001992 | 10 | NO | 370.87 |  |  | Excess(+) | 1 | Full Conversion | INR | [40 empty] | #VALUE! | #VALUE! | #VALUE!
882 | 10000312 Providing and fixing on wall face PVC SWR moulded fittings / accessories for PVC SWR pipes conforming to IS : 13592 Type A, including jointing with seal ring leaving 10 mm gap for thermal expansion.110 mm dia cowel P.V.C SWR TYPE. Ground Floor | BI01010001010000000000000515BI0100001993 | 8 | NO | 53.53 |  |  | Excess(+) | 1 | Full Conversion | INR | [40 empty] | #VALUE! | #VALUE! | #VALUE!
883 | 10000374 Fixing bevelled edge mirror of superior glass mounted on 6mm thick A.C sheet or plywood sheet and fixed to wooden plugs with chromium plated brass screws and washers complete as per specification.AR.-2013 ,SL.-NO-3.4.26. Ground Floor | BI01010001010000000000000515BI0100001994 | 14 | NO | 715.41 |  |  | Excess(+) | 1 | Full Conversion | INR | [40 empty] | #VALUE! | #VALUE! | #VALUE!
884 | 10000380 Fixing Rotational moulded polyethylene cylindrical vertical water storage tanks conforming to IS : 12701--1996 including cutting holes through the tank and fixing mild steel tubes and fittings and providing extra sockets and jam nuts, fixing ball valve etc, including hoisting upto a height of 5 metres above ground level and placing the tank to the required position etc all complete as per specification and direction of the E.I.C .2 Layer Cylinderical Vertical water storage tanks (Details of cost for one Tank On the roof of ground floor) Ground Floor | BI01010001010000000000000515BI0100001995 | 10000 | LT | 10.75 |  |  | Excess(+) | 1 | Full Conversion | INR | [40 empty] | #VALUE! | #VALUE! | #VALUE!
885 | 10000692 Fixing Toilet Partition with hole conforming to IS 2556 : Part 4-2004 / with Stainless Steel brackets including cutting holes in walls and making good the damages etc all complete as per specification.(Jaquar Make)[Model No:- JSE-CHR-810UC450X]. Ground Floor | BI01010001010000000000000515BI0100001996 | 3 | NO | 5513.85 |  |  | Excess(+) | 1 | Full Conversion | INR | [40 empty] | #VALUE! | #VALUE! | #VALUE!
886 | MIS-CVL-Boundary W | BI01010001010000000000000515BI0100001997 | [52 empty] | 1.01 | Supplying, Conveying and fixing spls. Including eart | item1 | 123.223 | Nos
887 | 50000000 "Earth work in hard soil or gravelly soil within 50m. initial lead and 1.5m. initial lift including rough dressing and breaking clodsto maximum 5cm. to 7cm. and laying and layers not exceeding 0.3m. in depth. " Ground Floor | BI01010001010000000000000515BI0100001998 | 62.73 | CUM | 197.61 |  |  | Excess(+) | 1 | Full Conversion | INR | [40 empty] | #VALUE! | #VALUE! | #VALUE! | 1.02 | Construction of chamber for 100mm sluice plates | item2 | 213 | Nos
888 | 50000003 "Providing and laying plain cement concrete 1:4:8 (1 cement: 4 sand: 8 stone agregate 40mm nominal size) as levelling course in foundation and plinth etc. including tempering, curring, shuttering etc.complete all depth and height. " Ground Floor | BI01010001010000000000000515BI0100001999 | 7.79 | CUM | 4292.62 |  |  | Excess(+) | 1 | Full Conversion | INR | [40 empty] | #VALUE! | #VALUE! | #VALUE! | 2 | Construction of chamber for 100mm sluices valve | item3 | 10 | Nos
889 | 50000008 "Providing and laying reinforced cement concret of M-20 grade with 20mm and down grade black hard grinite(crusher broken) stone chips including cost of all materials, labours T&P etc. Complete but excluding the cost of reinforcement. " Ground Floor | BI01010001010000000000000515BI0100002000 | 36 | CUM | 4753.9 |  |  | Excess(+) | 1 | Full Conversion | INR | [40 empty] | #VALUE! | #VALUE! | #VALUE! | 3 | Supplying, Conveying and fixing spls. Including ea | item4 | 10 | Nos
890 | 50000009 "Rigid and smooth centering and shuttering false, levelled works and dismentalling then after casting including cost of mterials complete for Plinth band & Column Footing. " Ground Floor | BI01010001010000000000000515BI0100002001 | 135.13 | SQM | 109.61 |  |  | Excess(+) | 1 | Full Conversion | INR | [40 empty] | #VALUE! | #VALUE! | #VALUE! | 1.01 | Supplying, Conveying and fixing spls. Including eart | item1 | 123.223 | Nos
891 | 50000010 " Providing and fixing,centering,shuttering of lintels including removal of form work at all depth and height." Ground Floor | BI01010001010000000000000515BI0100002002 | 50.68 | SQM | 274.07 |  |  | Excess(+) | 1 | Full Conversion | INR | [40 empty] | #VALUE! | #VALUE! | #VALUE! | 1.02 | Construction of chamber for 100mm sluice plates | item2 | 213 | Nos
892 | 50000011 "Providing and fixing,centering,shuttering of griders beams,column etc including removal of forms work at all depth and heaight. " Ground Floor | BI01010001010000000000000515BI0100002003 | 159.08 | SQM | 761.18 |  |  | Excess(+) | 1 | Full Conversion | INR | [40 empty] | #VALUE! | #VALUE! | #VALUE!
893 | 50000017 "Supplying of filling sand in foundation and plinth including watering,ramming,consolidating and dressing,labours,tools, taxes etc., all complete as per the specification and direction of E.I.C. " Ground Floor | BI01010001010000000000000515BI0100002004 | 29.85 | CUM | 637.34 |  |  | Excess(+) | 1 | Full Conversion | INR | [40 empty] | #VALUE! | #VALUE! | #VALUE!
894 | 50000020 "12mm thick cement plaster in cement mortar 1:6 (1cement:6sand) including necessary scaffolding curring etc. All complete at all depth and height. for out side portion wall. " Ground Floor | BI01010001010000000000000515BI0100002005 | 290.34 | SQM | 143.59 |  |  | Excess(+) | 1 | Full Conversion | INR | [40 empty] | #VALUE! | #VALUE! | #VALUE!
895 | 50000021 "6mm thick cement plaster in cement mortar 1:4 (1 cement:4 sand) to R.C.C surfaces finished smmoth including closed deep chiping and slurry treatment with necessary scaffolding,curring etc. All complete at all depth and height.for inside and out side portion. " Ground Floor | BI01010001010000000000000515BI0100002006 | 68.13 | SQM | 159.04 |  |  | Excess(+) | 1 | Full Conversion | INR | [40 empty] | #VALUE! | #VALUE! | #VALUE!
896 | 50000022 "16mm thick cement plaster in cement mortar 1:6 (1 cement:6 sand)including necessary scaffolding curring etc. all complete at all depth and height. " Ground Floor | BI01010001010000000000000515BI0100002007 | 255.48 | SQM | 205.21 |  |  | Excess(+) | 1 | Full Conversion | INR | [40 empty] | #VALUE! | #VALUE! | #VALUE!
897 | 50000023 "Priming one coat with any approved primer on new work to give an even shade including scaffolding and cleaning the surface before application etc.complete. " Ground Floor | BI01010001010000000000000515BI0100002008 | 613.95 | SQM | 59.75 |  |  | Excess(+) | 1 | Full Conversion | INR | [40 empty] | #VALUE! | #VALUE! | #VALUE!
898 | 50000034 "Supplying ,fitting and fixing of M.S. grill,M.S levoured ventiletors including cost of labour,material,transportation etc. " Ground Floor | BI01010001010000000000000515BI0100002009 | 3595.66 | KG | 95.36 |  |  | Excess(+) | 1 | Full Conversion | INR | [40 empty] | #VALUE! | #VALUE! | #VALUE!
899 | 50000039 "Cutting, bending, binding and placing in position of reinforcement steel for R.C.C. work including the cost of 16 S.W.G. binding wire, steel, labour tools etc." Ground Floor | BI01010001010000000000000515BI0100002010 | 41.16 | QTL | 9093.09 |  |  | Excess(+) | 1 | Full Conversion | INR | [40 empty] | #VALUE! | #VALUE! | #VALUE!
900 | 50000057 "Drip course mould plaster 1:4 (1:cement :4 sand) including necessary scaffolding curing etc complete at all depth and height as per direction of site in charge. " Ground Floor | BI01010001010000000000000515BI0100002011 | 471.09 | RMT | 10.12 |  |  | Excess(+) | 1 | Full Conversion | INR | [40 empty] | #VALUE! | #VALUE! | #VALUE!
901 | 50000059 "Supplying,fitting & fixing of 4""dia P.V.C. rain water pipe with necessary fittings and all complete. " Ground Floor | BI01010001010000000000000515BI0100002012 | 95 | RMT | 132.25 |  |  | Excess(+) | 1 | Full Conversion | INR | [40 empty] | #VALUE! | #VALUE! | #VALUE!
902 | 50000063 " One coat of priming with approved primer over new wood work. " Ground Floor | BI01010001010000000000000515BI0100002013 | 127.44 | SQM | 60.41 |  |  | Excess(+) | 1 | Full Conversion | INR | [40 empty] | #VALUE! | #VALUE! | #VALUE!
903 | 50000884 "Enamel painting two coats including cost of all materials cleaning,brushes,putty etc. " Ground Floor | BI01010001010000000000000515BI0100002014 | 127.44 | SQM | 138.95 |  |  | Excess(+) | 1 | Full Conversion | INR | [40 empty] | #VALUE! | #VALUE! | #VALUE!
904 | 50001303 Fly Ash brick masonary in cement mortar 1:6:(1 cement:6 sand) using Fly Ash bricks of 23cm x 11cm x 8cm having crushing strength not less than 75kg./Cm2 per sqcm with dimentional tolerance +/- 2% including watering, curing and cost, conveyance, royalty of all materials & cost of labour etc complete. In Foundation & Plinth Ground Floor | BI01010001010000000000000515BI0100002015 | 4.81 | CUM | 4144.69 |  |  | Excess(+) | 1 | Full Conversion | INR | [40 empty] | #VALUE! | #VALUE! | #VALUE!
905 | 50001305 Fly Ash brick masonary in cement mortar 1:6:(1 cement:6 sand) using Fly Ash bricks of 23cm x 11cm x 8cm having crushing strength not less than 75kg./Cm2 per sqcm with dimentional tolerance +/- 2% including watering, curing and cost, conveyance, royalty of all materials & cost of labour etc complete. In Superstructure. Ground Floor | BI01010001010000000000000515BI0100002016 | 48.3 | CUM | 4177.69 |  |  | Excess(+) | 1 | Full Conversion | INR | [40 empty] | #VALUE! | #VALUE! | #VALUE!
906 | 50004566 Painting two coats of Anti-fungal weather coat, water proofing paint including scaffolding and cleaning the surface before application. (ASIAN (ULTIMA) / BURGER (Anti Dust) / and DULUX (Weather Shield).[NSWI] Ground Floor | BI01010001010000000000000515BI0100002017 | 613.95 | SQM | 106.76 |  |  | Excess(+) | 1 | Full Conversion | INR | [40 empty] | #VALUE! | #VALUE! | #VALUE!
907 | MIS-CVL-External P | BI01010001010000000000000515BI0100002018
908 | 50003066 "Labour for drilling a perfectly vertical bore hole of specified dia for a specified depth below ground level through consolidated and unconsolidated rock with down the hole hammer drilling rigs or combination drilling rigs (1200cfm/300psi) as required to suit the site condition as per the direction of Engineer-in-charge including use of ownrigs with its accessories, tools and plant and consumables etc for lowering of 200mm dia PVC pipes for housing fitted with socket and with or without well screen as per tenecessity for soft,medium,hard and boulder formation (PVC casing pipes if required to prevent collapse of overburden is to be provided by the contractor including lowering and with drawing after completion of the tube well).(Labour for drilling) ,(REVISED). " Ground Floor | BI01010001010000000000000515BI0100002019 | 200 | MTR | 622.29 |  |  | Excess(+) | 1 | Full Conversion | INR | [40 empty] | #VALUE! | #VALUE! | #VALUE!
909 | 50003068 Cost of P.V.C (A S T M SCHEDULE-80) pipe 200 mm dia (ASTM D-1785) Make-Oriplast, Hariplast.(REVISED) Ground Floor | BI01010001010000000000000515BI0100002020 | 50 | MTR | 1406.6 |  |  | Excess(+) | 1 | Full Conversion | INR | [40 empty] | #VALUE! | #VALUE! | #VALUE!
910 | 50003070 "Lowering the 200mm dia size PVC pipes with or without slotted pipes as per the necessity from ground level and fitted and fixed up in perfectly vertical position,including cutting and threading pipe and slotted pipe and supplying and fixing all jointing materials,tools and plant etc.complete and keeping the top of the casing pipe threaded including plugging tubewells to prevent entry of foreign materials from above.(REVISED) " Ground Floor | BI01010001010000000000000515BI0100002021 | 50 | MTR | 127.98 |  |  | Excess(+) | 1 | Full Conversion | INR | [40 empty] | #VALUE! | #VALUE! | #VALUE!
911 | 50003072 "Cleaning and developing the 200mm dia tube well using their own compressor continuously worked till clear and adequate discharge is obtained from the tube well including supply and use of all necessary equipment and labour as per the direction of Engineer-in-Char ge.(REVISED) " Ground Floor | BI01010001010000000000000515BI0100002022 | 1 | EA | 4872.55 |  |  | Excess(+) | 1 | Full Conversion | INR | [40 empty] | #VALUE! | #VALUE! | #VALUE!
912 | 50003078 Submersible Pump Set with the cost of Motor 2.0HP Single phase(65 Mtr. Head) Model (GP52015) (REVISED). Ground Floor | BI01010001010000000000000515BI0100002023 | 1 | EA | 14432.5 |  |  | Excess(+) | 1 | Full Conversion | INR | [40 empty] | #VALUE! | #VALUE! | #VALUE!
913 | 50003082 Control Panel Board (C&S) Upto 3HP Single Phase.(REVISED) Ground Floor | BI01010001010000000000000515BI0100002024 | 1 | EA | 2925 |  |  | Excess(+) | 1 | Full Conversion | INR | [40 empty] | #VALUE! | #VALUE! | #VALUE!
914 | 50003086 HDPE Pipes 32/40 mm ( High Density PVC pipes inner dia 32mm, outer dia 40mm, 6Kg/ Cm Sqr. With IS specification (Detail cost per 1 meter)(REVISED) Ground Floor | BI01010001010000000000000515BI0100002025 | 210 | RMT | 90.78 |  |  | Excess(+) | 1 | Full Conversion | INR | [40 empty] | #VALUE! | #VALUE! | #VALUE!
915 | 50003088 Steel Rope with PVC coated 6mm Detail cost per 1 meter.(REVISED) Ground Floor | BI01010001010000000000000515BI0100002026 | 380 | RMT | 26.7 |  |  | Excess(+) | 1 | Full Conversion | INR | [40 empty] | #VALUE! | #VALUE! | #VALUE!
916 | 50003090 Finolex/L&T/BCH Cable 4 Sq. mm( 3core copper wire flat cablePVC insulation) Detail cost per 1 meter.(REVISED) Ground Floor | BI01010001010000000000000515BI0100002027 | 180 | RMT | 112.98 |  |  | Excess(+) | 1 | Full Conversion | INR | [40 empty] | #VALUE! | #VALUE! | #VALUE!
917 | 50003092 Accessories like Nipple, Bore cover,MS clamp, Nut Bolt,Stainless steel nipple, Short piece, GI bend, Socket etc. complete.Detail cost per 1 Set.(REVISED) Ground Floor | BI01010001010000000000000515BI0100002028 | 1 | SET | 961.54 |  |  | Excess(+) | 1 | Full Conversion | INR | [40 empty] | #VALUE! | #VALUE! | #VALUE!
918 | 50003094 Bore Well Installation Charges including transportation Charge per 1 Set.(REVISED). Ground Floor | BI01010001010000000000000515BI0100002029 | 1 | SET | 4200 |  |  | Excess(+) | 1 | Full Conversion | INR | [40 empty] | #VALUE! | #VALUE! | #VALUE!
919 | MIS-CVL-Inspection | BI01010001010000000000000515BI0100002030
920 | 50000000 "Earth work in hard soil or gravelly soil within 50m. initial lead and 1.5m. initial lift including rough dressing and breaking clodsto maximum 5cm. to 7cm. and laying and layers not exceeding 0.3m. in depth. " Ground Floor | BI01010001010000000000000515BI0100002031 | 7.49 | CUM | 197.61 |  |  | Excess(+) | 1 | Full Conversion | INR | [40 empty] | #VALUE! | #VALUE! | #VALUE!
921 | 50000003 "Providing and laying plain cement concrete 1:4:8 (1 cement: 4 sand: 8 stone agregate 40mm nominal size) as levelling course in foundation and plinth etc. including tempering, curring, shuttering etc.complete all depth and height. " Ground Floor | BI01010001010000000000000515BI0100002032 | 1.25 | CUM | 4292.62 |  |  | Excess(+) | 1 | Full Conversion | INR | [40 empty] | #VALUE! | #VALUE! | #VALUE!
922 | 50000008 "Providing and laying reinforced cement concret of M-20 grade with 20mm and down grade black hard grinite(crusher broken) stone chips including cost of all materials, labours T&P etc. Complete but excluding the cost of reinforcement. " Ground Floor | BI01010001010000000000000515BI0100002033 | 2.15 | CUM | 4753.9 |  |  | Excess(+) | 1 | Full Conversion | INR | [40 empty] | #VALUE! | #VALUE! | #VALUE!
923 | 50000009 "Rigid and smooth centering and shuttering false, levelled works and dismentalling then after casting including cost of mterials complete for Plinth band & Column Footing. " Ground Floor | BI01010001010000000000000515BI0100002034 | 2.66 | SQM | 109.61 |  |  | Excess(+) | 1 | Full Conversion | INR | [40 empty] | #VALUE! | #VALUE! | #VALUE!
924 | 50000017 "Supplying of filling sand in foundation and plinth including watering,ramming,consolidating and dressing,labours,tools, taxes etc., all complete as per the specification and direction of E.I.C. " Ground Floor | BI01010001010000000000000515BI0100002035 | 1.25 | CUM | 637.34 |  |  | Excess(+) | 1 | Full Conversion | INR | [40 empty] | #VALUE! | #VALUE! | #VALUE!
925 | 50000020 "12mm thick cement plaster in cement mortar 1:6 (1cement:6sand) including necessary scaffolding curring etc. All complete at all depth and height. for out side portion wall. " Ground Floor | BI01010001010000000000000515BI0100002036 | 18.67 | SQM | 143.59 |  |  | Excess(+) | 1 | Full Conversion | INR | [40 empty] | #VALUE! | #VALUE! | #VALUE!
926 | 50000021 "6mm thick cement plaster in cement mortar 1:4 (1 cement:4 sand) to R.C.C surfaces finished smmoth including closed deep chiping and slurry treatment with necessary scaffolding,curring etc. All complete at all depth and height.for inside and out side portion. " Ground Floor | BI01010001010000000000000515BI0100002037 | 13.08 | SQM | 159.04 |  |  | Excess(+) | 1 | Full Conversion | INR | [40 empty] | #VALUE! | #VALUE! | #VALUE!
927 | 50000039 "Cutting, bending, binding and placing in position of reinforcement steel for R.C.C. work including the cost of 16 S.W.G. binding wire, steel, labour tools etc." Ground Floor | BI01010001010000000000000515BI0100002038 | 1.17 | QTL | 9093.09 |  |  | Excess(+) | 1 | Full Conversion | INR | [40 empty] | #VALUE! | #VALUE! | #VALUE!
928 | 50001303 Fly Ash brick masonary in cement mortar 1:6:(1 cement:6 sand) using Fly Ash bricks of 23cm x 11cm x 8cm having crushing strength not less than 75kg./Cm2 per sqcm with dimentional tolerance +/- 2% including watering, curing and cost, conveyance, royalty of all materials & cost of labour etc complete. In Foundation & Plinth Ground Floor | BI01010001010000000000000515BI0100002039 | 4.67 | CUM | 4144.69 |  |  | Excess(+) | 1 | Full Conversion | INR | [40 empty] | #VALUE! | #VALUE! | #VALUE!
929 | 50001719 12mm thick cement plaster 1:4 overbrick work with cement punning for skirting. including cost of labour, material, T&P etc. all complete. Ground Floor | BI01010001010000000000000515BI0100002040 | 29.38 | SQM | 161.03 |  |  | Excess(+) | 1 | Full Conversion | INR | [40 empty] | #VALUE! | #VALUE! | #VALUE!
930 | MIS-CVL-Septic Tan | BI01010001010000000000000515BI0100002041
931 | 50000000 "Earth work in hard soil or gravelly soil within 50m. initial lead and 1.5m. initial lift including rough dressing and breaking clodsto maximum 5cm. to 7cm. and laying and layers not exceeding 0.3m. in depth. " Ground Floor | BI01010001010000000000000515BI0100002042 | 30.91 | CUM | 197.61 |  |  | Excess(+) | 1 | Full Conversion | INR | [40 empty] | #VALUE! | #VALUE! | #VALUE!
932 | 50000003 "Providing and laying plain cement concrete 1:4:8 (1 cement: 4 sand: 8 stone agregate 40mm nominal size) as levelling course in foundation and plinth etc. including tempering, curring, shuttering etc.complete all depth and height. " Ground Floor | BI01010001010000000000000515BI0100002043 | 2.93 | CUM | 4292.62 |  |  | Excess(+) | 1 | Full Conversion | INR | [40 empty] | #VALUE! | #VALUE! | #VALUE!
933 | 50000008 "Providing and laying reinforced cement concret of M-20 grade with 20mm and down grade black hard grinite(crusher broken) stone chips including cost of all materials, labours T&P etc. Complete but excluding the cost of reinforcement. " Ground Floor | BI01010001010000000000000515BI0100002044 | 1.25 | CUM | 4753.9 |  |  | Excess(+) | 1 | Full Conversion | INR | [40 empty] | #VALUE! | #VALUE! | #VALUE!
934 | 50000013 "Providing and fixing,centering,shuttering of R.C.C. slabs, staircase,Chajja,including removal of form work at all depth and height. " Ground Floor | BI01010001010000000000000515BI0100002045 | 9.4 | SQM | 445.01 |  |  | Excess(+) | 1 | Full Conversion | INR | [40 empty] | #VALUE! | #VALUE! | #VALUE!
935 | 50000017 "Supplying of filling sand in foundation and plinth including watering,ramming,consolidating and dressing,labours,tools, taxes etc., all complete as per the specification and direction of E.I.C. " Ground Floor | BI01010001010000000000000515BI0100002046 | 1.97 | CUM | 637.34 |  |  | Excess(+) | 1 | Full Conversion | INR | [40 empty] | #VALUE! | #VALUE! | #VALUE!
936 | 50000018 "4"" thick dry brick rammed khoa well watered and fully consolidated complete,including cost of all materials as per direction of Engineer-in-charge. " Ground Floor | BI01010001010000000000000515BI0100002047 | 2.48 | CUM | 338.65 |  |  | Excess(+) | 1 | Full Conversion | INR | [40 empty] | #VALUE! | #VALUE! | #VALUE!
937 | 50000019 "25mm. thick A.S. Flooring with cement concrete 1:2:4 including punning using 12mm. size hard granite chips including cost of all materials T & P etc complete. " Ground Floor | BI01010001010000000000000515BI0100002048 | 6.04 | SQM | 310.84 |  |  | Excess(+) | 1 | Full Conversion | INR | [40 empty] | #VALUE! | #VALUE! | #VALUE!
938 | 50000021 "6mm thick cement plaster in cement mortar 1:4 (1 cement:4 sand) to R.C.C surfaces finished smmoth including closed deep chiping and slurry treatment with necessary scaffolding,curring etc. All complete at all depth and height.for inside and out side portion. " Ground Floor | BI01010001010000000000000515BI0100002049 | 11.38 | SQM | 159.04 |  |  | Excess(+) | 1 | Full Conversion | INR | [40 empty] | #VALUE! | #VALUE! | #VALUE!
939 | 50000022 "16mm thick cement plaster in cement mortar 1:6 (1 cement:6 sand)including necessary scaffolding curring etc. all complete at all depth and height. " Ground Floor | BI01010001010000000000000515BI0100002050 | 7.6 | SQM | 205.21 |  |  | Excess(+) | 1 | Full Conversion | INR | [40 empty] | #VALUE! | #VALUE! | #VALUE!
940 | 50000032 "12mm. thick cement plaster with cement mortar 1:4 and punning two coats and bitumen painting over top of the wall for Bearing Plaster. " Ground Floor | BI01010001010000000000000515BI0100002051 | 3.87 | SQM | 177.68 |  |  | Excess(+) | 1 | Full Conversion | INR | [40 empty] | #VALUE! | #VALUE! | #VALUE!
941 | 50000039 "Cutting, bending, binding and placing in position of reinforcement steel for R.C.C. work including the cost of 16 S.W.G. binding wire, steel, labour tools etc." Ground Floor | BI01010001010000000000000515BI0100002052 | 1.11 | QTL | 9093.09 |  |  | Excess(+) | 1 | Full Conversion | INR | [40 empty] | #VALUE! | #VALUE! | #VALUE!
942 | 50000043 Filling with excavated earth . Ground Floor | BI01010001010000000000000515BI0100002053 | 3.57 | CUM | 131.74 |  |  | Excess(+) | 1 | Full Conversion | INR | [40 empty] | #VALUE! | #VALUE! | #VALUE!
943 | 50001303 Fly Ash brick masonary in cement mortar 1:6:(1 cement:6 sand) using Fly Ash bricks of 23cm x 11cm x 8cm having crushing strength not less than 75kg./Cm2 per sqcm with dimentional tolerance +/- 2% including watering, curing and cost, conveyance, royalty of all materials & cost of labour etc complete. In Foundation & Plinth Ground Floor | BI01010001010000000000000515BI0100002054 | 8.54 | CUM | 4144.69 |  |  | Excess(+) | 1 | Full Conversion | INR | [40 empty] | #VALUE! | #VALUE! | #VALUE!
944 | 50001719 12mm thick cement plaster 1:4 overbrick work with cement punning for skirting. including cost of labour, material, T&P etc. all complete. Ground Floor | BI01010001010000000000000515BI0100002055 | 23.7 | SQM | 161.03 |  |  | Excess(+) | 1 | Full Conversion | INR | [40 empty] | #VALUE! | #VALUE! | #VALUE!
945 | MIS-INE-FIRE FIGHT | BI01010001010000000000000515BI0100002056
946 | 40001954 Supply installation testing and commissioning of 4.5Kg capacity ISI marked Co2 type Fire Extinguisher confirming to IS15683 with fire rating made from seamless cylinder conforming to IS:7285 duly approved by Chief Controller of explosive,Nagpur,fitted with ISI marked Controlled Valve confirming to IS:3224,high pressure 1 mtr long discharge hose and horn complete with initial gas charged with carrying handle and wall mounting bracket(Make -Fire shield/Kanex/Safex ) Ground Floor | BI01010001010000000000000515BI0100002057 | 3 | NO | 6270 |  |  | Excess(+) | 1 | Full Conversion | INR | [40 empty] | #VALUE! | #VALUE! | #VALUE!
947 | 40004215 Supplying, Installing, testing and commissioning 100mm nominal dia (For Terrace) ISI Mark CI butterfly valves( PN 16) slim seal standared lever operated type with required flanges, nuts, bolts etc. complete. Ground Floor | BI01010001010000000000000515BI0100002058 | 1 | NO | 4540 |  |  | Excess(+) | 1 | Full Conversion | INR | [40 empty] | #VALUE! | #VALUE! | #VALUE!
948 | 40005724 Supplying, installing, testing and commissioning of 100mm nominal dia M.S. Pipes confirming to IS 1239 Pt - I Heavy grade with painting, suitable type of supports, anchor fasteners, bolts nuts, clamps, "U" bolt, malleable specials such as Reducers,Tees, elbows, flanges. Including cutting, Welding, fixing in / on walls, ceiling by using suitable supports etc, as per drawings. The quoted rate shall also include for chasing / chipping walls, making bore holes in walls / floor and making them good with filler material and finished in cement morter etc. complete.(Pipes - Tata/Jindal ,Anchor fastener- Hilti/ Wurth) Ground Floor | BI01010001010000000000000515BI0100002059 | 17.5 | MTR | 1784 |  |  | Excess(+) | 1 | Full Conversion | INR | [40 empty] | #VALUE! | #VALUE! | #VALUE!
949 | 40005922 Supply of ISI mark 100mm CI Non return valve (PN16) double flange with nut bolt etc. (Kartar /sant) Ground Floor | BI01010001010000000000000515BI0100002060 | 1 | NO | 5840 |  |  | Excess(+) | 1 | Full Conversion | INR | [40 empty] | #VALUE! | #VALUE! | #VALUE!
950 | 40005934 Supply of Spring loaded GM Air realize valve with suitable short peace pipe tapeline tape with required fittings etc . Ground Floor | BI01010001010000000000000515BI0100002061 | 1 | NO | 1250 |  |  | Excess(+) | 1 | Full Conversion | INR | [40 empty] | #VALUE! | #VALUE! | #VALUE!
951 | 40005948 Providing and fixing dial type pressure gauge with isolation cock and chrome plated copper pipe at hydrant station.Make - H-Guru.Dial diameter 100 mm calibration 0-15 kg/sp.cm Ground Floor | BI01010001010000000000000515BI0100002062 | 1 | NO | 1300 |  |  | Excess(+) | 1 | Full Conversion | INR | [40 empty] | #VALUE! | #VALUE! | #VALUE!
952 | 40005950 Supply , Installation , testing and commissioning of 3c x 10sqm aluminium cable.Make-Polycab/Finolex . Ground Floor | BI01010001010000000000000515BI0100002063 | 10 | MTR | 173 |  |  | Excess(+) | 1 | Full Conversion | INR | [40 empty] | #VALUE! | #VALUE! | #VALUE!
953 | 40005962 Supply of 6 Kg capacity Fire Shield brand ABC Stored Pressure type Fire Extinguisher consisting of wielded cylinder, squeeze lever discharge valve fitted with pressure indicating gauge, internal discharge tube, discharge nozzle suspension bracket, conforming to IS : 13849 duly charged with ISI Marked Mono Ammonium Phosphate base ABC Powder conforming to IS : 14609 and pressurized with Nitrogen Gas (ISI Marked) (Make -Fire shield/Kanex/Safex) . Ground Floor | BI01010001010000000000000515BI0100002064 | 1 | NO | 3300 |  |  | Excess(+) | 1 | Full Conversion | INR | [40 empty] | #VALUE! | #VALUE! | #VALUE!
954 | 40006162 Supply, erection, testing & commissioning of electrical motor driven Booster pump with gland packing and capable to deliver 450LPM discharge, with weather proof control panel complete. The quoted rate shall includes providing & fixing of coupling, coupling gaurd etc.(Make-Willo/Kirloskar/lubi) Ground Floor | BI01010001010000000000000515BI0100002065 | 1 | NO | 53800 |  |  | Excess(+) | 1 | Full Conversion | INR | [40 empty] | #VALUE! | #VALUE! | #VALUE!
955 | 40006228 Providing & fixing Gunmetal collecting head with 63 mm dia instantaneous type inlet and 150 mm dia flanged outlet fire brigade connection to fire risers (I.S. 904-1965) complete with campanion flange as per table "E" nuts, bolts, gasket included cutting & welding at all level and position ..Fire shield / KARTAR Two way Ground Floor | BI01010001010000000000000515BI0100002066 | 1 | NO | 5730 |  |  | Excess(+) | 1 | Full Conversion | INR | [40 empty] | #VALUE! | #VALUE! | #VALUE!
956 | 40006230 Supply , Installation , testing and commissioning of control panel of 450lpm fire pump .Make -ASES/LUBI/GREEN POWER . Ground Floor | BI01010001010000000000000515BI0100002067 | 1 | NO | 18000 |  |  | Excess(+) | 1 | Full Conversion | INR | [40 empty] | #VALUE! | #VALUE! | #VALUE!
957 | 40006255 Supply and fixing of wall mounting type Auto glow signages of different type like, fire exit with one side arrow /do not use lift in case of fire/Emergency Exit/Staircase Indicating Arrow etc . Sizes :-300x150mm . type . Ground Floor | BI01010001010000000000000515BI0100002068 | 6 | NO | 690 |  |  | Excess(+) | 1 | Full Conversion | INR | [40 empty] | #VALUE! | #VALUE! | #VALUE!
958 | 40006258 Providing and fixing first aid fire hose reel drum wall mounting, swinging type fitted with 20mm dia. B129 30m long high pressure rubber hose type -II to IS. 5132 or nylone braieded polypropelene hose of approve make with 5 mm outlet S.S. nozzle with shut off valve (IS. 884-1969). Ground Floor | BI01010001010000000000000515BI0100002069 | 3 | NO | 8180 |  |  | Excess(+) | 1 | Full Conversion | INR | [40 empty] | #VALUE! | #VALUE! | #VALUE!
959 | 40006275 Providing and fixing brass ball valve with lever and screwed female ends.(20 kg/cm2)at all level and position .Zoloto/Kartar. 25mm dia Ground Floor | BI01010001010000000000000515BI0100002070 | 3 | NO | 1129.26 |  |  | Excess(+) | 1 | Full Conversion | INR | [40 empty] | #VALUE! | #VALUE! | #VALUE!
960 | 40006354 Supply, Installation, Testing and Commissioning of 25mm nominal dia of flange jointed / screwed / welded, M.S. Pipes of Class c (Heavy class) ISI marked including accessories such as MS bracket, U clamps with Anchor fasteners, tees / elbows / reducers / couplings / unions / bends / flanges etc., and laying on the surface including painting with two coats of anticorrosive primer and two coats of approved red enamel paint after laying and testing after Installation etc. as per specifications complete as required. (Pipes - Tata/Jindal ,Anchor fastener- Hilti/ Wurth) Ground Floor | BI01010001010000000000000515BI0100002071 | 4 | MTR | 570 |  |  | Excess(+) | 1 | Full Conversion | INR | [40 empty] | #VALUE! | #VALUE! | #VALUE!
961 | 40008634 Supply, installation, testing and commissioning CI `Y' strainer 100mm dia. with bronze perforated sheet basket including rubber gasket, flanges, nuts, bolts and washers etc., complete.SANT / ZOLOTO / KARTAR Ground Floor | BI01010001010000000000000515BI0100002072 | 1 | NO | 11375 |  |  | Excess(+) | 1 | Full Conversion | INR | [40 empty] | #VALUE! | #VALUE! | #VALUE!
962 | MIS-INE-LIGHTNING | BI01010001010000000000000515BI0100002073
963 | 40002086 Air-Terminal Supply, Installation, Testing & Commissioning of Early Streamer Emission (ESE-30))type Lightning Air Terminal. Supporting Mast The mounting pole used to support the lightning air terminal shall be minimum length of 05 Mtr. , non corrosive and made up of medium class GI / SS pipe of 1.5″ diameter having base plate at bottom for securely fixing the mast on roof top. The mounting pole and supports shall be securely fixed with the brackets and PVC insulated metallic guy wires to withstand the maximum wind velocity of that area. Protection Radius :- 48 Mtr Make :- ABB / STROMKING All the work should be carried out as per the specified specifications and instruction of the Engineer-in-Charge. Ground Floor | BI01010001010000000000000515BI0100002074 | 1 | NO | 99250 |  |  | Excess(+) | 1 | Full Conversion | INR | [40 empty] | #VALUE! | #VALUE! | #VALUE!
964 | 40002089 Lightning Strike Counter Supply, Installation, Testing & Commissioning of non-electronic & non-resettable (Not require any external power supply) type lightning strike counter to count the lightning stroke having display with IP-67 enclosure including all accessories and connection..(6/7 digit) Make :- ABB / STROMKING All the work should be carried out as per the specified specifications and instruction of the Engineer-in-Charge. Engineer-in-Charge. Ground Floor | BI01010001010000000000000515BI0100002075 | 1 | NO | 27250 |  |  | Excess(+) | 1 | Full Conversion | INR | [40 empty] | #VALUE! | #VALUE! | #VALUE!
965 | 40002095 Supply, Installation, Testing & Commissioning of maintenance free chemical earthing having enhancing chemical compound with 3 Mtr. Long copper bonded steel rod and suitable termination clamp including all accessories. Make :- ABB / STAR-X / UNIVERSAL All the work should be carried out as per the specified specifications and instruction of the Engineer-in-Charge. Ground Floor | BI01010001010000000000000515BI0100002076 | 3 | NO | 16650 |  |  | Excess(+) | 1 | Full Conversion | INR | [40 empty] | #VALUE! | #VALUE! | #VALUE!
966 | 40002098 Supply, connection &Testing of sub earthing with 16 Sq.mm single core multi stranded copper flexible wire from surge protection device (SPD) panel to earth electrode & Main panel board to SPD panel including all accessories, cable socketing and connections. Make :- FINOLEX / ANCHOR / HAVELLS All the work should be carried out as per the specified specifications and instruction of the Engineer-in-Charge Ground Floor | BI01010001010000000000000515BI0100002077 | 1 | MTR | 154.73 |  |  | Excess(+) | 1 | Full Conversion | INR | [40 empty] | #VALUE! | #VALUE! | #VALUE!
967 | 40002101 Supply, Installation, Testing & Commissioning of indoor type wall mounted Surge protection device (SPD) panel made of 2 mm thick CRCA sheet, dust and vermin proof duly powder coated having the following arrangement & complete factory wired by 16 Sq.mm single core multi stranded copper flexible wire. [A] Type 1+2 AC Surge Protection Device (SPD) (TP+N) (50 KA) - 01 Set [B] 63 Amp. HRC fuse with link – 03 Nos [C] 100 Amp. 4 pole stud connector – 01 No Make of SPD & HRC Fuse :- HAVELLS / L&T / LEGRAND Make of Wire :- FINOLEX / ANCHOR / HAVELLS All the work should be carried out as per the specified specifications and instruction of the Engineer-in-Charge. Ground Floor | BI01010001010000000000000515BI0100002078 | 1 | NO | 18665 |  |  | Excess(+) | 1 | Full Conversion | INR | [40 empty] | #VALUE! | #VALUE! | #VALUE!
968 | 40002720 Supply and laying of 70sqmm single core FR PVC insulated unseathed copper conductor for voltage grade 1100 volt as per IS-694 in sur face/underground as required(sl no-5.5.2)(Make-KEI/FINOLEX/HAVELLS) Ground Floor | BI01010001010000000000000515BI0100002079 | 45 | MTR | 1038.57 |  |  | Excess(+) | 1 | Full Conversion | INR | [40 empty] | #VALUE! | #VALUE! | #VALUE!
969 | MIS-IPH-INTERNAL P | BI01010001010000000000000515BI0100002080
970 | 10000380 Fixing Rotational moulded polyethylene cylindrical vertical water storage tanks conforming to IS : 12701--1996 including cutting holes through the tank and fixing mild steel tubes and fittings and providing extra sockets and jam nuts, fixing ball valve etc, including hoisting upto a height of 5 metres above ground level and placing the tank to the required position etc all complete as per specification and direction of the E.I.C .2 Layer Cylinderical Vertical water storage tanks (Details of cost for one Tank On the roof of ground floor) Ground Floor | BI01010001010000000000000515BI0100002081 | 10000 | LT | 10.75 |  |  | Excess(+) | 1 | Full Conversion | INR | [40 empty] | #VALUE! | #VALUE! | #VALUE!
971 | APPROVED MAKE / BRAND FOR CIVIL WORK TO BE UTILISED DURING EXECUTION OF ABOVE RELATED ITEMS OF WORK | BI01010001010000000000000515BI0100002082 | [52 empty] | 4 | Construction of chamber for 100mm sluice plates | item5 | 10 | Nos
972 | a) CEMENT : ULTRATECH, NUVOCO, ACC , JSW (PSC) | BI01010001010000000000000515BI0100002083 | [52 empty] | 4 | Construction of chamber for 100mm sluice plates | item5 | 10 | Nos
973 | b) STEEL : SAIL , VIZAG TATA TISCON, RINL, JINDAL STEEL(PANTHER) | BI01010001010000000000000515BI0100002084 | [52 empty] | 1.01 | Supplying, Conveying and fixing spls. Including eart | item1 | 123.223 | Nos
974 | Industrial Paver Tile:- Min 80 mm thick & M40 grade of Premium quality. | BI01010001010000000000000515BI0100002085 | [52 empty] | 1.02 | Construction of chamber for 100mm sluice plates | item2 | 213 | Nos
975 | All Vitrified/ Glazed Ceramic Tile:- SOMANY/ KAJARIA/ NITCO / RAK/VARMORA of Premium quality. | BI01010001010000000000000515BI0100002086 | [52 empty] | 2 | Construction of chamber for 100mm sluices valve | item3 | 10 | Nos
976 | Wood Primer:- Asian (wood Primer)/Berger (Parrot wood)/Dulux (Duwel wood Primer) of Premium quality | BI01010001010000000000000515BI0100002087 | [52 empty] | 3 | Supplying, Conveying and fixing spls. Including ea | item4 | 10 | Nos
977 | Enamel Paint:- Asian (Apcolite premium Gloss enamel Gr-M4 /Berger (Luxol extra PU) /Dulux (Gloss) of Premium quality | BI01010001010000000000000515BI0100002088 | [52 empty] | 1.01 | Supplying, Conveying and fixing spls. Including eart | item1 | 123.223 | Nos
978 | Interior Primer:- Asian (True Care) /Berger (BP White Primer Lite)/Dulux (Promise Interior)of Premium quality. Exterior Primer:- Asian (True Care) /Berger (BPexterior cement primer)/Dulux (Duwel water based cement primer)of Premium quality. | BI01010001010000000000000515BI0100002089 | [52 empty] | 1.02 | Construction of chamber for 100mm sluice plates | item2 | 213 | Nos
979 | Wall Putty:- Birla white/JK Wall putty/Berger (HS water proof putty)of Premium quality | BI01010001010000000000000515BI0100002090 | [52 empty] | 2 | Construction of chamber for 100mm sluices valve | item3 | 10 | Nos
980 | Interior Plastic Emulsion:- ASIAN (Premium Emulsion)/BURGER (Easy Clean)/DULUX (Super Clean)of Premium quality. Exterior Antifungal weather coat:- (ASIAN (ULTIMA) / BURGER (Anti Dust) / and DULUX (Weather Shield) of Premium quality. | BI01010001010000000000000515BI0100002091 | [52 empty] | 3 | Supplying, Conveying and fixing spls. Including ea | item4 | 10 | Nos
981 | UPVC Window/door:- UPVC glazed sliding window of FENESTA / SAINT GOBAIN with frames and shashes shall be from white UPVC profile. All section of frame and shases shall be reinforced with galvanised steel in single continious length,window shall be such that glazing or reglazing on site possible without the need to remove the outer frame from the structure of the building.The glazing must be used 5mm thick reflective toughened glass (Saint-Gobain/AIS) with weather seal . Window frame will be fixed to the wall with 100mm long and minimum 8mm dia Fastners and after fixing frame the gap in between the fram and wall should be filled with silicon sealant for inner frame sealing complete in all respect. | BI01010001010000000000000515BI0100002092 | [52 empty] | 1.01 | Supplying, Conveying and fixing spls. Including eart | item1 | 123.223 | Nos
982 | Aluminium Sections:- -FENESTA/HINDALCO/JINDAL of Premium quality . PLY Wood:-Marine grade BWP Plywood having ISI specification number – IS:710. Century (Sainik 710)/ Green (710 Marine gold). All are of premium quality. Laminates:- Greenlam/Century Laminates/Merino laminates. All are of premium quality. All GLASS work:- Saint-Gobain/AIS (ASAHI) make reflective and toughned of premium quality | BI01010001010000000000000515BI0100002093 | [52 empty] | 1.02 | Construction of chamber for 100mm sluice plates | item2 | 213 | Nos
983 | SAINLESS STEEL Hand Railing: JINDAL/NIPPON STEEL of Premium quality | BI01010001010000000000000515BI0100002094 | [52 empty] | 2 | Construction of chamber for 100mm sluices valve | item3 | 10 | Nos
984 | APPROVED MAKE / BRAND FOR P.H. WORK | BI01010001010000000000000515BI0100002095 | [52 empty] | 1.01 | Supplying, Conveying and fixing spls. Including eart | item1 | 123.223 | Nos
985 | a) C.P.V.C , Pipes & Fittings:- According to IS:15778 (Make-Supreme,Oriplast)as per specification. | BI01010001010000000000000515BI0100002096 | [52 empty] | 1.02 | Construction of chamber for 100mm sluice plates | item2 | 213 | Nos
986 | b) Soil Water Rain Pipes(U.P.V.C Type) & fittings:- According to IS 13592/1992(Type-A) & Fittings belonging to IS 14735/1999 (Make-Supreme, Oriplast )as per specification. | BI01010001010000000000000515BI0100002097 | [52 empty] | 2 | Construction of chamber for 100mm sluices valve | item3 | 10 | Nos
987 | c) All Chromium Plated Brass Fittings & Fixtures :- According to IS:781-1995 (Make-Jaquar, Cohler & Rokas) as per specification. | BI01010001010000000000000515BI0100002098 | [52 empty] | 3 | Supplying, Conveying and fixing spls. Including ea | item4 | 10 | Nos
988 | d) CPVC Valves as per specification. | BI01010001010000000000000515BI0100002099 | [52 empty] | 4 | Construction of chamber for 100mm sluice plates | item5 | 10 | Nos
989 | e) Kitchen Sink:- Stainless steel sink IS 13983 as per specification. | BI01010001010000000000000515BI0100002100 | [52 empty] | 1.01 | Supplying, Conveying and fixing spls. Including eart | item1 | 123.223 | Nos
990 | f) PVC Connection Pipe:- Both end brass nuts with washers | BI01010001010000000000000515BI0100002101 | [52 empty] | 1.02 | Construction of chamber for 100mm sluice plates | item2 | 213 | Nos
991 | g) Mirror:- PVC Frame with Darwar Shape- Elegant, Charlee as per specification. | BI01010001010000000000000515BI0100002102 | [52 empty] | 2 | Construction of chamber for 100mm sluices valve | item3 | 10 | Nos
992 | h) U.P.V.C Pipes 4kg/sqcm (0.60mpa):- According to IS 4985/2000(Oriplast, Supreme) as per specification. | BI01010001010000000000000515BI0100002103
993 | i) CPVC supreme as per Class -1 SDR- 11 according to ASTMD-2846 as per specification. | BI01010001010000000000000515BI0100002104
994 | CESS | BI01010001010000000000000515BI0100002105 | 1 | NO | 762168.36 |  |  | Excess(+) | 1 | Full Conversion | INR | [40 empty] | #VALUE! | #VALUE! | #VALUE! | 2 | Construction of chamber for 100mm sluices valve | item3 | 10 | Nos
Total in Figures | [51 empty] | #VALUE! | #VALUE! | #VALUE! | 4 | Construction of chamber for 100mm sluice plates | item5 | 10 | Nos
Quoted Rate in Figures |  |  |  | Select | [47 empty] | 0 | 0 | #VALUE!
Quoted Rate in Words |  | #VALUE!
Note on K13: gepadmin: 1. If you choose "Full Conversion" then Column BA (AMOUNT) and Column BB (TAXES) BOTH values will be convert based on selected Currency in (Column L). 2. If you choose "Partial Conversion" then Column BA (AMOUNT) only will be converted based on selected currency (Column L) and Column BB (TAXES) value (INR) will be added to the converted values.
Note on K46: gepadmin: 1. If you choose "Full Conversion" then Column BA (AMOUNT) and Column BB (TAXES) BOTH values will be convert based on selected Currency in (Column L). 2. If you choose "Partial Conversion" then Column BA (AMOUNT) only will be converted based on selected currency (Column L) and Column BB (TAXES) value (INR) will be added to the converted values.
Note on K78: gepadmin: 1. If you choose "Full Conversion" then Column BA (AMOUNT) and Column BB (TAXES) BOTH values will be convert based on selected Currency in (Column L). 2. If you choose "Partial Conversion" then Column BA (AMOUNT) only will be converted based on selected currency (Column L) and Column BB (TAXES) value (INR) will be added to the converted values.
Note on K118: gepadmin: 1. If you choose "Full Conversion" then Column BA (AMOUNT) and Column BB (TAXES) BOTH values will be convert based on selected Currency in (Column L). 2. If you choose "Partial Conversion" then Column BA (AMOUNT) only will be converted based on selected currency (Column L) and Column BB (TAXES) value (INR) will be added to the converted values.
Note on K128: gepadmin: 1. If you choose "Full Conversion" then Column BA (AMOUNT) and Column BB (TAXES) BOTH values will be convert based on selected Currency in (Column L). 2. If you choose "Partial Conversion" then Column BA (AMOUNT) only will be converted based on selected currency (Column L) and Column BB (TAXES) value (INR) will be added to the converted values.
Note on K135: gepadmin: 1. If you choose "Full Conversion" then Column BA (AMOUNT) and Column BB (TAXES) BOTH values will be convert based on selected Currency in (Column L). 2. If you choose "Partial Conversion" then Column BA (AMOUNT) only will be converted based on selected currency (Column L) and Column BB (TAXES) value (INR) will be added to the converted values.
Note on K147: gepadmin: 1. If you choose "Full Conversion" then Column BA (AMOUNT) and Column BB (TAXES) BOTH values will be convert based on selected Currency in (Column L). 2. If you choose "Partial Conversion" then Column BA (AMOUNT) only will be converted based on selected currency (Column L) and Column BB (TAXES) value (INR) will be added to the converted values.
Note on K162: gepadmin: 1. If you choose "Full Conversion" then Column BA (AMOUNT) and Column BB (TAXES) BOTH values will be convert based on selected Currency in (Column L). 2. If you choose "Partial Conversion" then Column BA (AMOUNT) only will be converted based on selected currency (Column L) and Column BB (TAXES) value (INR) will be added to the converted values.
Note on K166: gepadmin: 1. If you choose "Full Conversion" then Column BA (AMOUNT) and Column BB (TAXES) BOTH values will be convert based on selected Currency in (Column L). 2. If you choose "Partial Conversion" then Column BA (AMOUNT) only will be converted based on selected currency (Column L) and Column BB (TAXES) value (INR) will be added to the converted values.
Note on K168: gepadmin: 1. If you choose "Full Conversion" then Column BA (AMOUNT) and Column BB (TAXES) BOTH values will be convert based on selected Currency in (Column L). 2. If you choose "Partial Conversion" then Column BA (AMOUNT) only will be converted based on selected currency (Column L) and Column BB (TAXES) value (INR) will be added to the converted values.
Note on K205: gepadmin: 1. If you choose "Full Conversion" then Column BA (AMOUNT) and Column BB (TAXES) BOTH values will be convert based on selected Currency in (Column L). 2. If you choose "Partial Conversion" then Column BA (AMOUNT) only will be converted based on selected currency (Column L) and Column BB (TAXES) value (INR) will be added to the converted values.
Note on K230: gepadmin: 1. If you choose "Full Conversion" then Column BA (AMOUNT) and Column BB (TAXES) BOTH values will be convert based on selected Currency in (Column L). 2. If you choose "Partial Conversion" then Column BA (AMOUNT) only will be converted based on selected currency (Column L) and Column BB (TAXES) value (INR) will be added to the converted values.
Note on K240: gepadmin: 1. If you choose "Full Conversion" then Column BA (AMOUNT) and Column BB (TAXES) BOTH values will be convert based on selected Currency in (Column L). 2. If you choose "Partial Conversion" then Column BA (AMOUNT) only will be converted based on selected currency (Column L) and Column BB (TAXES) value (INR) will be added to the converted values.
Note on K244: gepadmin: 1. If you choose "Full Conversion" then Column BA (AMOUNT) and Column BB (TAXES) BOTH values will be convert based on selected Currency in (Column L). 2. If you choose "Partial Conversion" then Column BA (AMOUNT) only will be converted based on selected currency (Column L) and Column BB (TAXES) value (INR) will be added to the converted values.
Note on K248: gepadmin: 1. If you choose "Full Conversion" then Column BA (AMOUNT) and Column BB (TAXES) BOTH values will be convert based on selected Currency in (Column L). 2. If you choose "Partial Conversion" then Column BA (AMOUNT) only will be converted based on selected currency (Column L) and Column BB (TAXES) value (INR) will be added to the converted values.
Note on K256: gepadmin: 1. If you choose "Full Conversion" then Column BA (AMOUNT) and Column BB (TAXES) BOTH values will be convert based on selected Currency in (Column L). 2. If you choose "Partial Conversion" then Column BA (AMOUNT) only will be converted based on selected currency (Column L) and Column BB (TAXES) value (INR) will be added to the converted values.
Note on K257: gepadmin: 1. If you choose "Full Conversion" then Column BA (AMOUNT) and Column BB (TAXES) BOTH values will be convert based on selected Currency in (Column L). 2. If you choose "Partial Conversion" then Column BA (AMOUNT) only will be converted based on selected currency (Column L) and Column BB (TAXES) value (INR) will be added to the converted values.
Note on K265: gepadmin: 1. If you choose "Full Conversion" then Column BA (AMOUNT) and Column BB (TAXES) BOTH values will be convert based on selected Currency in (Column L). 2. If you choose "Partial Conversion" then Column BA (AMOUNT) only will be converted based on selected currency (Column L) and Column BB (TAXES) value (INR) will be added to the converted values.
Note on K277: gepadmin: 1. If you choose "Full Conversion" then Column BA (AMOUNT) and Column BB (TAXES) BOTH values will be convert based on selected Currency in (Column L). 2. If you choose "Partial Conversion" then Column BA (AMOUNT) only will be converted based on selected currency (Column L) and Column BB (TAXES) value (INR) will be added to the converted values.
Note on K288: gepadmin: 1. If you choose "Full Conversion" then Column BA (AMOUNT) and Column BB (TAXES) BOTH values will be convert based on selected Currency in (Column L). 2. If you choose "Partial Conversion" then Column BA (AMOUNT) only will be converted based on selected currency (Column L) and Column BB (TAXES) value (INR) will be added to the converted values.
Note on K295: gepadmin: 1. If you choose "Full Conversion" then Column BA (AMOUNT) and Column BB (TAXES) BOTH values will be convert based on selected Currency in (Column L). 2. If you choose "Partial Conversion" then Column BA (AMOUNT) only will be converted based on selected currency (Column L) and Column BB (TAXES) value (INR) will be added to the converted values.
Note on K303: gepadmin: 1. If you choose "Full Conversion" then Column BA (AMOUNT) and Column BB (TAXES) BOTH values will be convert based on selected Currency in (Column L). 2. If you choose "Partial Conversion" then Column BA (AMOUNT) only will be converted based on selected currency (Column L) and Column BB (TAXES) value (INR) will be added to the converted values.
Note on K313: gepadmin: 1. If you choose "Full Conversion" then Column BA (AMOUNT) and Column BB (TAXES) BOTH values will be convert based on selected Currency in (Column L). 2. If you choose "Partial Conversion" then Column BA (AMOUNT) only will be converted based on selected currency (Column L) and Column BB (TAXES) value (INR) will be added to the converted values.
Note on K318: gepadmin: 1. If you choose "Full Conversion" then Column BA (AMOUNT) and Column BB (TAXES) BOTH values will be convert based on selected Currency in (Column L). 2. If you choose "Partial Conversion" then Column BA (AMOUNT) only will be converted based on selected currency (Column L) and Column BB (TAXES) value (INR) will be added to the converted values.
Note on K321: gepadmin: 1. If you choose "Full Conversion" then Column BA (AMOUNT) and Column BB (TAXES) BOTH values will be convert based on selected Currency in (Column L). 2. If you choose "Partial Conversion" then Column BA (AMOUNT) only will be converted based on selected currency (Column L) and Column BB (TAXES) value (INR) will be added to the converted values.
Note on K325: gepadmin: 1. If you choose "Full Conversion" then Column BA (AMOUNT) and Column BB (TAXES) BOTH values will be convert based on selected Currency in (Column L). 2. If you choose "Partial Conversion" then Column BA (AMOUNT) only will be converted based on selected currency (Column L) and Column BB (TAXES) value (INR) will be added to the converted values.
Note on K348: gepadmin: 1. If you choose "Full Conversion" then Column BA (AMOUNT) and Column BB (TAXES) BOTH values will be convert based on selected Currency in (Column L). 2. If you choose "Partial Conversion" then Column BA (AMOUNT) only will be converted based on selected currency (Column L) and Column BB (TAXES) value (INR) will be added to the converted values.
Note on K351: gepadmin: 1. If you choose "Full Conversion" then Column BA (AMOUNT) and Column BB (TAXES) BOTH values will be convert based on selected Currency in (Column L). 2. If you choose "Partial Conversion" then Column BA (AMOUNT) only will be converted based on selected currency (Column L) and Column BB (TAXES) value (INR) will be added to the converted values.
Note on K356: gepadmin: 1. If you choose "Full Conversion" then Column BA (AMOUNT) and Column BB (TAXES) BOTH values will be convert based on selected Currency in (Column L). 2. If you choose "Partial Conversion" then Column BA (AMOUNT) only will be converted based on selected currency (Column L) and Column BB (TAXES) value (INR) will be added to the converted values.
Note on K357: gepadmin: 1. If you choose "Full Conversion" then Column BA (AMOUNT) and Column BB (TAXES) BOTH values will be convert based on selected Currency in (Column L). 2. If you choose "Partial Conversion" then Column BA (AMOUNT) only will be converted based on selected currency (Column L) and Column BB (TAXES) value (INR) will be added to the converted values.
Note on K366: gepadmin: 1. If you choose "Full Conversion" then Column BA (AMOUNT) and Column BB (TAXES) BOTH values will be convert based on selected Currency in (Column L). 2. If you choose "Partial Conversion" then Column BA (AMOUNT) only will be converted based on selected currency (Column L) and Column BB (TAXES) value (INR) will be added to the converted values.
Note on K367: gepadmin: 1. If you choose "Full Conversion" then Column BA (AMOUNT) and Column BB (TAXES) BOTH values will be convert based on selected Currency in (Column L). 2. If you choose "Partial Conversion" then Column BA (AMOUNT) only will be converted based on selected currency (Column L) and Column BB (TAXES) value (INR) will be added to the converted values.
Note on K369: gepadmin: 1. If you choose "Full Conversion" then Column BA (AMOUNT) and Column BB (TAXES) BOTH values will be convert based on selected Currency in (Column L). 2. If you choose "Partial Conversion" then Column BA (AMOUNT) only will be converted based on selected currency (Column L) and Column BB (TAXES) value (INR) will be added to the converted values.
Note on K376: gepadmin: 1. If you choose "Full Conversion" then Column BA (AMOUNT) and Column BB (TAXES) BOTH values will be convert based on selected Currency in (Column L). 2. If you choose "Partial Conversion" then Column BA (AMOUNT) only will be converted based on selected currency (Column L) and Column BB (TAXES) value (INR) will be added to the converted values.
Note on K377: gepadmin: 1. If you choose "Full Conversion" then Column BA (AMOUNT) and Column BB (TAXES) BOTH values will be convert based on selected Currency in (Column L). 2. If you choose "Partial Conversion" then Column BA (AMOUNT) only will be converted based on selected currency (Column L) and Column BB (TAXES) value (INR) will be added to the converted values.
Note on K381: gepadmin: 1. If you choose "Full Conversion" then Column BA (AMOUNT) and Column BB (TAXES) BOTH values will be convert based on selected Currency in (Column L). 2. If you choose "Partial Conversion" then Column BA (AMOUNT) only will be converted based on selected currency (Column L) and Column BB (TAXES) value (INR) will be added to the converted values.
Note on K382: gepadmin: 1. If you choose "Full Conversion" then Column BA (AMOUNT) and Column BB (TAXES) BOTH values will be convert based on selected Currency in (Column L). 2. If you choose "Partial Conversion" then Column BA (AMOUNT) only will be converted based on selected currency (Column L) and Column BB (TAXES) value (INR) will be added to the converted values.
Note on K386: gepadmin: 1. If you choose "Full Conversion" then Column BA (AMOUNT) and Column BB (TAXES) BOTH values will be convert based on selected Currency in (Column L). 2. If you choose "Partial Conversion" then Column BA (AMOUNT) only will be converted based on selected currency (Column L) and Column BB (TAXES) value (INR) will be added to the converted values.
Note on K391: gepadmin: 1. If you choose "Full Conversion" then Column BA (AMOUNT) and Column BB (TAXES) BOTH values will be convert based on selected Currency in (Column L). 2. If you choose "Partial Conversion" then Column BA (AMOUNT) only will be converted based on selected currency (Column L) and Column BB (TAXES) value (INR) will be added to the converted values.
Note on K395: gepadmin: 1. If you choose "Full Conversion" then Column BA (AMOUNT) and Column BB (TAXES) BOTH values will be convert based on selected Currency in (Column L). 2. If you choose "Partial Conversion" then Column BA (AMOUNT) only will be converted based on selected currency (Column L) and Column BB (TAXES) value (INR) will be added to the converted values.
Note on K396: gepadmin: 1. If you choose "Full Conversion" then Column BA (AMOUNT) and Column BB (TAXES) BOTH values will be convert based on selected Currency in (Column L). 2. If you choose "Partial Conversion" then Column BA (AMOUNT) only will be converted based on selected currency (Column L) and Column BB (TAXES) value (INR) will be added to the converted values.
Note on K403: gepadmin: 1. If you choose "Full Conversion" then Column BA (AMOUNT) and Column BB (TAXES) BOTH values will be convert based on selected Currency in (Column L). 2. If you choose "Partial Conversion" then Column BA (AMOUNT) only will be converted based on selected currency (Column L) and Column BB (TAXES) value (INR) will be added to the converted values.
Note on K404: gepadmin: 1. If you choose "Full Conversion" then Column BA (AMOUNT) and Column BB (TAXES) BOTH values will be convert based on selected Currency in (Column L). 2. If you choose "Partial Conversion" then Column BA (AMOUNT) only will be converted based on selected currency (Column L) and Column BB (TAXES) value (INR) will be added to the converted values.
Note on K417: gepadmin: 1. If you choose "Full Conversion" then Column BA (AMOUNT) and Column BB (TAXES) BOTH values will be convert based on selected Currency in (Column L). 2. If you choose "Partial Conversion" then Column BA (AMOUNT) only will be converted based on selected currency (Column L) and Column BB (TAXES) value (INR) will be added to the converted values.
Note on K418: gepadmin: 1. If you choose "Full Conversion" then Column BA (AMOUNT) and Column BB (TAXES) BOTH values will be convert based on selected Currency in (Column L). 2. If you choose "Partial Conversion" then Column BA (AMOUNT) only will be converted based on selected currency (Column L) and Column BB (TAXES) value (INR) will be added to the converted values.
Note on K428: gepadmin: 1. If you choose "Full Conversion" then Column BA (AMOUNT) and Column BB (TAXES) BOTH values will be convert based on selected Currency in (Column L). 2. If you choose "Partial Conversion" then Column BA (AMOUNT) only will be converted based on selected currency (Column L) and Column BB (TAXES) value (INR) will be added to the converted values.
Note on K438: gepadmin: 1. If you choose "Full Conversion" then Column BA (AMOUNT) and Column BB (TAXES) BOTH values will be convert based on selected Currency in (Column L). 2. If you choose "Partial Conversion" then Column BA (AMOUNT) only will be converted based on selected currency (Column L) and Column BB (TAXES) value (INR) will be added to the converted values.
Note on K439: gepadmin: 1. If you choose "Full Conversion" then Column BA (AMOUNT) and Column BB (TAXES) BOTH values will be convert based on selected Currency in (Column L). 2. If you choose "Partial Conversion" then Column BA (AMOUNT) only will be converted based on selected currency (Column L) and Column BB (TAXES) value (INR) will be added to the converted values.
Note on K452: gepadmin: 1. If you choose "Full Conversion" then Column BA (AMOUNT) and Column BB (TAXES) BOTH values will be convert based on selected Currency in (Column L). 2. If you choose "Partial Conversion" then Column BA (AMOUNT) only will be converted based on selected currency (Column L) and Column BB (TAXES) value (INR) will be added to the converted values.
Note on K465: gepadmin: 1. If you choose "Full Conversion" then Column BA (AMOUNT) and Column BB (TAXES) BOTH values will be convert based on selected Currency in (Column L). 2. If you choose "Partial Conversion" then Column BA (AMOUNT) only will be converted based on selected currency (Column L) and Column BB (TAXES) value (INR) will be added to the converted values.
Note on K479: gepadmin: 1. If you choose "Full Conversion" then Column BA (AMOUNT) and Column BB (TAXES) BOTH values will be convert based on selected Currency in (Column L). 2. If you choose "Partial Conversion" then Column BA (AMOUNT) only will be converted based on selected currency (Column L) and Column BB (TAXES) value (INR) will be added to the converted values.
Note on K483: gepadmin: 1. If you choose "Full Conversion" then Column BA (AMOUNT) and Column BB (TAXES) BOTH values will be convert based on selected Currency in (Column L). 2. If you choose "Partial Conversion" then Column BA (AMOUNT) only will be converted based on selected currency (Column L) and Column BB (TAXES) value (INR) will be added to the converted values.
Note on K484: gepadmin: 1. If you choose "Full Conversion" then Column BA (AMOUNT) and Column BB (TAXES) BOTH values will be convert based on selected Currency in (Column L). 2. If you choose "Partial Conversion" then Column BA (AMOUNT) only will be converted based on selected currency (Column L) and Column BB (TAXES) value (INR) will be added to the converted values.
Note on K487: gepadmin: 1. If you choose "Full Conversion" then Column BA (AMOUNT) and Column BB (TAXES) BOTH values will be convert based on selected Currency in (Column L). 2. If you choose "Partial Conversion" then Column BA (AMOUNT) only will be converted based on selected currency (Column L) and Column BB (TAXES) value (INR) will be added to the converted values.
Note on K488: gepadmin: 1. If you choose "Full Conversion" then Column BA (AMOUNT) and Column BB (TAXES) BOTH values will be convert based on selected Currency in (Column L). 2. If you choose "Partial Conversion" then Column BA (AMOUNT) only will be converted based on selected currency (Column L) and Column BB (TAXES) value (INR) will be added to the converted values.
Note on K493: gepadmin: 1. If you choose "Full Conversion" then Column BA (AMOUNT) and Column BB (TAXES) BOTH values will be convert based on selected Currency in (Column L). 2. If you choose "Partial Conversion" then Column BA (AMOUNT) only will be converted based on selected currency (Column L) and Column BB (TAXES) value (INR) will be added to the converted values.
Note on K501: gepadmin: 1. If you choose "Full Conversion" then Column BA (AMOUNT) and Column BB (TAXES) BOTH values will be convert based on selected Currency in (Column L). 2. If you choose "Partial Conversion" then Column BA (AMOUNT) only will be converted based on selected currency (Column L) and Column BB (TAXES) value (INR) will be added to the converted values.
Note on K516: gepadmin: 1. If you choose "Full Conversion" then Column BA (AMOUNT) and Column BB (TAXES) BOTH values will be convert based on selected Currency in (Column L). 2. If you choose "Partial Conversion" then Column BA (AMOUNT) only will be converted based on selected currency (Column L) and Column BB (TAXES) value (INR) will be added to the converted values.
Note on K534: gepadmin: 1. If you choose "Full Conversion" then Column BA (AMOUNT) and Column BB (TAXES) BOTH values will be convert based on selected Currency in (Column L). 2. If you choose "Partial Conversion" then Column BA (AMOUNT) only will be converted based on selected currency (Column L) and Column BB (TAXES) value (INR) will be added to the converted values.
Note on K574: gepadmin: 1. If you choose "Full Conversion" then Column BA (AMOUNT) and Column BB (TAXES) BOTH values will be convert based on selected Currency in (Column L). 2. If you choose "Partial Conversion" then Column BA (AMOUNT) only will be converted based on selected currency (Column L) and Column BB (TAXES) value (INR) will be added to the converted values.
Note on K575: gepadmin: 1. If you choose "Full Conversion" then Column BA (AMOUNT) and Column BB (TAXES) BOTH values will be convert based on selected Currency in (Column L). 2. If you choose "Partial Conversion" then Column BA (AMOUNT) only will be converted based on selected currency (Column L) and Column BB (TAXES) value (INR) will be added to the converted values.
Note on K595: gepadmin: 1. If you choose "Full Conversion" then Column BA (AMOUNT) and Column BB (TAXES) BOTH values will be convert based on selected Currency in (Column L). 2. If you choose "Partial Conversion" then Column BA (AMOUNT) only will be converted based on selected currency (Column L) and Column BB (TAXES) value (INR) will be added to the converted values.
Note on K603: gepadmin: 1. If you choose "Full Conversion" then Column BA (AMOUNT) and Column BB (TAXES) BOTH values will be convert based on selected Currency in (Column L). 2. If you choose "Partial Conversion" then Column BA (AMOUNT) only will be converted based on selected currency (Column L) and Column BB (TAXES) value (INR) will be added to the converted values.
Note on K607: gepadmin: 1. If you choose "Full Conversion" then Column BA (AMOUNT) and Column BB (TAXES) BOTH values will be convert based on selected Currency in (Column L). 2. If you choose "Partial Conversion" then Column BA (AMOUNT) only will be converted based on selected currency (Column L) and Column BB (TAXES) value (INR) will be added to the converted values.
Note on K618: gepadmin: 1. If you choose "Full Conversion" then Column BA (AMOUNT) and Column BB (TAXES) BOTH values will be convert based on selected Currency in (Column L). 2. If you choose "Partial Conversion" then Column BA (AMOUNT) only will be converted based on selected currency (Column L) and Column BB (TAXES) value (INR) will be added to the converted values.
Note on K625: gepadmin: 1. If you choose "Full Conversion" then Column BA (AMOUNT) and Column BB (TAXES) BOTH values will be convert based on selected Currency in (Column L). 2. If you choose "Partial Conversion" then Column BA (AMOUNT) only will be converted based on selected currency (Column L) and Column BB (TAXES) value (INR) will be added to the converted values.
Note on K629: gepadmin: 1. If you choose "Full Conversion" then Column BA (AMOUNT) and Column BB (TAXES) BOTH values will be convert based on selected Currency in (Column L). 2. If you choose "Partial Conversion" then Column BA (AMOUNT) only will be converted based on selected currency (Column L) and Column BB (TAXES) value (INR) will be added to the converted values.
Note on K633: gepadmin: 1. If you choose "Full Conversion" then Column BA (AMOUNT) and Column BB (TAXES) BOTH values will be convert based on selected Currency in (Column L). 2. If you choose "Partial Conversion" then Column BA (AMOUNT) only will be converted based on selected currency (Column L) and Column BB (TAXES) value (INR) will be added to the converted values.
Note on K648: gepadmin: 1. If you choose "Full Conversion" then Column BA (AMOUNT) and Column BB (TAXES) BOTH values will be convert based on selected Currency in (Column L). 2. If you choose "Partial Conversion" then Column BA (AMOUNT) only will be converted based on selected currency (Column L) and Column BB (TAXES) value (INR) will be added to the converted values.
Note on K655: gepadmin: 1. If you choose "Full Conversion" then Column BA (AMOUNT) and Column BB (TAXES) BOTH values will be convert based on selected Currency in (Column L). 2. If you choose "Partial Conversion" then Column BA (AMOUNT) only will be converted based on selected currency (Column L) and Column BB (TAXES) value (INR) will be added to the converted values.
Note on K668: gepadmin: 1. If you choose "Full Conversion" then Column BA (AMOUNT) and Column BB (TAXES) BOTH values will be convert based on selected Currency in (Column L). 2. If you choose "Partial Conversion" then Column BA (AMOUNT) only will be converted based on selected currency (Column L) and Column BB (TAXES) value (INR) will be added to the converted values.
Note on K677: gepadmin: 1. If you choose "Full Conversion" then Column BA (AMOUNT) and Column BB (TAXES) BOTH values will be convert based on selected Currency in (Column L). 2. If you choose "Partial Conversion" then Column BA (AMOUNT) only will be converted based on selected currency (Column L) and Column BB (TAXES) value (INR) will be added to the converted values.
Note on K681: gepadmin: 1. If you choose "Full Conversion" then Column BA (AMOUNT) and Column BB (TAXES) BOTH values will be convert based on selected Currency in (Column L). 2. If you choose "Partial Conversion" then Column BA (AMOUNT) only will be converted based on selected currency (Column L) and Column BB (TAXES) value (INR) will be added to the converted values.
Note on K683: gepadmin: 1. If you choose "Full Conversion" then Column BA (AMOUNT) and Column BB (TAXES) BOTH values will be convert based on selected Currency in (Column L). 2. If you choose "Partial Conversion" then Column BA (AMOUNT) only will be converted based on selected currency (Column L) and Column BB (TAXES) value (INR) will be added to the converted values.
Note on K684: gepadmin: 1. If you choose "Full Conversion" then Column BA (AMOUNT) and Column BB (TAXES) BOTH values will be convert based on selected Currency in (Column L). 2. If you choose "Partial Conversion" then Column BA (AMOUNT) only will be converted based on selected currency (Column L) and Column BB (TAXES) value (INR) will be added to the converted values.
Note on K697: gepadmin: 1. If you choose "Full Conversion" then Column BA (AMOUNT) and Column BB (TAXES) BOTH values will be convert based on selected Currency in (Column L). 2. If you choose "Partial Conversion" then Column BA (AMOUNT) only will be converted based on selected currency (Column L) and Column BB (TAXES) value (INR) will be added to the converted values.
Note on K727: gepadmin: 1. If you choose "Full Conversion" then Column BA (AMOUNT) and Column BB (TAXES) BOTH values will be convert based on selected Currency in (Column L). 2. If you choose "Partial Conversion" then Column BA (AMOUNT) only will be converted based on selected currency (Column L) and Column BB (TAXES) value (INR) will be added to the converted values.
Note on K740: gepadmin: 1. If you choose "Full Conversion" then Column BA (AMOUNT) and Column BB (TAXES) BOTH values will be convert based on selected Currency in (Column L). 2. If you choose "Partial Conversion" then Column BA (AMOUNT) only will be converted based on selected currency (Column L) and Column BB (TAXES) value (INR) will be added to the converted values.
Note on K750: gepadmin: 1. If you choose "Full Conversion" then Column BA (AMOUNT) and Column BB (TAXES) BOTH values will be convert based on selected Currency in (Column L). 2. If you choose "Partial Conversion" then Column BA (AMOUNT) only will be converted based on selected currency (Column L) and Column BB (TAXES) value (INR) will be added to the converted values.
Note on K757: gepadmin: 1. If you choose "Full Conversion" then Column BA (AMOUNT) and Column BB (TAXES) BOTH values will be convert based on selected Currency in (Column L). 2. If you choose "Partial Conversion" then Column BA (AMOUNT) only will be converted based on selected currency (Column L) and Column BB (TAXES) value (INR) will be added to the converted values.
Note on K784: gepadmin: 1. If you choose "Full Conversion" then Column BA (AMOUNT) and Column BB (TAXES) BOTH values will be convert based on selected Currency in (Column L). 2. If you choose "Partial Conversion" then Column BA (AMOUNT) only will be converted based on selected currency (Column L) and Column BB (TAXES) value (INR) will be added to the converted values.
Note on K807: gepadmin: 1. If you choose "Full Conversion" then Column BA (AMOUNT) and Column BB (TAXES) BOTH values will be convert based on selected Currency in (Column L). 2. If you choose "Partial Conversion" then Column BA (AMOUNT) only will be converted based on selected currency (Column L) and Column BB (TAXES) value (INR) will be added to the converted values.
Note on K820: gepadmin: 1. If you choose "Full Conversion" then Column BA (AMOUNT) and Column BB (TAXES) BOTH values will be convert based on selected Currency in (Column L). 2. If you choose "Partial Conversion" then Column BA (AMOUNT) only will be converted based on selected currency (Column L) and Column BB (TAXES) value (INR) will be added to the converted values.
Note on K827: gepadmin: 1. If you choose "Full Conversion" then Column BA (AMOUNT) and Column BB (TAXES) BOTH values will be convert based on selected Currency in (Column L). 2. If you choose "Partial Conversion" then Column BA (AMOUNT) only will be converted based on selected currency (Column L) and Column BB (TAXES) value (INR) will be added to the converted values.
Note on K854: gepadmin: 1. If you choose "Full Conversion" then Column BA (AMOUNT) and Column BB (TAXES) BOTH values will be convert based on selected Currency in (Column L). 2. If you choose "Partial Conversion" then Column BA (AMOUNT) only will be converted based on selected currency (Column L) and Column BB (TAXES) value (INR) will be added to the converted values.
Note on K860: gepadmin: 1. If you choose "Full Conversion" then Column BA (AMOUNT) and Column BB (TAXES) BOTH values will be convert based on selected Currency in (Column L). 2. If you choose "Partial Conversion" then Column BA (AMOUNT) only will be converted based on selected currency (Column L) and Column BB (TAXES) value (INR) will be added to the converted values.
Note on K880: gepadmin: 1. If you choose "Full Conversion" then Column BA (AMOUNT) and Column BB (TAXES) BOTH values will be convert based on selected Currency in (Column L). 2. If you choose "Partial Conversion" then Column BA (AMOUNT) only will be converted based on selected currency (Column L) and Column BB (TAXES) value (INR) will be added to the converted values.
Note on K890: gepadmin: 1. If you choose "Full Conversion" then Column BA (AMOUNT) and Column BB (TAXES) BOTH values will be convert based on selected Currency in (Column L). 2. If you choose "Partial Conversion" then Column BA (AMOUNT) only will be converted based on selected currency (Column L) and Column BB (TAXES) value (INR) will be added to the converted values.
Note on K898: gepadmin: 1. If you choose "Full Conversion" then Column BA (AMOUNT) and Column BB (TAXES) BOTH values will be convert based on selected Currency in (Column L). 2. If you choose "Partial Conversion" then Column BA (AMOUNT) only will be converted based on selected currency (Column L) and Column BB (TAXES) value (INR) will be added to the converted values.
Note on K900: gepadmin: 1. If you choose "Full Conversion" then Column BA (AMOUNT) and Column BB (TAXES) BOTH values will be convert based on selected Currency in (Column L). 2. If you choose "Partial Conversion" then Column BA (AMOUNT) only will be converted based on selected currency (Column L) and Column BB (TAXES) value (INR) will be added to the converted values.
Note on K908: gepadmin: 1. If you choose "Full Conversion" then Column BA (AMOUNT) and Column BB (TAXES) BOTH values will be convert based on selected Currency in (Column L). 2. If you choose "Partial Conversion" then Column BA (AMOUNT) only will be converted based on selected currency (Column L) and Column BB (TAXES) value (INR) will be added to the converted values.
Note on K909: gepadmin: 1. If you choose "Full Conversion" then Column BA (AMOUNT) and Column BB (TAXES) BOTH values will be convert based on selected Currency in (Column L). 2. If you choose "Partial Conversion" then Column BA (AMOUNT) only will be converted based on selected currency (Column L) and Column BB (TAXES) value (INR) will be added to the converted values.
Note on K919: gepadmin: 1. If you choose "Full Conversion" then Column BA (AMOUNT) and Column BB (TAXES) BOTH values will be convert based on selected Currency in (Column L). 2. If you choose "Partial Conversion" then Column BA (AMOUNT) only will be converted based on selected currency (Column L) and Column BB (TAXES) value (INR) will be added to the converted values.
Note on K931: gepadmin: 1. If you choose "Full Conversion" then Column BA (AMOUNT) and Column BB (TAXES) BOTH values will be convert based on selected Currency in (Column L). 2. If you choose "Partial Conversion" then Column BA (AMOUNT) only will be converted based on selected currency (Column L) and Column BB (TAXES) value (INR) will be added to the converted values.
Note on K942: gepadmin: 1. If you choose "Full Conversion" then Column BA (AMOUNT) and Column BB (TAXES) BOTH values will be convert based on selected Currency in (Column L). 2. If you choose "Partial Conversion" then Column BA (AMOUNT) only will be converted based on selected currency (Column L) and Column BB (TAXES) value (INR) will be added to the converted values.
Note on K944: gepadmin: 1. If you choose "Full Conversion" then Column BA (AMOUNT) and Column BB (TAXES) BOTH values will be convert based on selected Currency in (Column L). 2. If you choose "Partial Conversion" then Column BA (AMOUNT) only will be converted based on selected currency (Column L) and Column BB (TAXES) value (INR) will be added to the converted values.
Note on K957: gepadmin: 1. If you choose "Full Conversion" then Column BA (AMOUNT) and Column BB (TAXES) BOTH values will be convert based on selected Currency in (Column L). 2. If you choose "Partial Conversion" then Column BA (AMOUNT) only will be converted based on selected currency (Column L) and Column BB (TAXES) value (INR) will be added to the converted values.
Note on K974: gepadmin: 1. If you choose "Full Conversion" then Column BA (AMOUNT) and Column BB (TAXES) BOTH values will be convert based on selected Currency in (Column L). 2. If you choose "Partial Conversion" then Column BA (AMOUNT) only will be converted based on selected currency (Column L) and Column BB (TAXES) value (INR) will be added to the converted values.
Note on K983: gepadmin: 1. If you choose "Full Conversion" then Column BA (AMOUNT) and Column BB (TAXES) BOTH values will be convert based on selected Currency in (Column L). 2. If you choose "Partial Conversion" then Column BA (AMOUNT) only will be converted based on selected currency (Column L) and Column BB (TAXES) value (INR) will be added to the converted values.
Note on K984: gepadmin: 1. If you choose "Full Conversion" then Column BA (AMOUNT) and Column BB (TAXES) BOTH values will be convert based on selected Currency in (Column L). 2. If you choose "Partial Conversion" then Column BA (AMOUNT) only will be converted based on selected currency (Column L) and Column BB (TAXES) value (INR) will be added to the converted values.
Note on K985: gepadmin: 1. If you choose "Full Conversion" then Column BA (AMOUNT) and Column BB (TAXES) BOTH values will be convert based on selected Currency in (Column L). 2. If you choose "Partial Conversion" then Column BA (AMOUNT) only will be converted based on selected currency (Column L) and Column BB (TAXES) value (INR) will be added to the converted values.
Note on K986: gepadmin: 1. If you choose "Full Conversion" then Column BA (AMOUNT) and Column BB (TAXES) BOTH values will be convert based on selected Currency in (Column L). 2. If you choose "Partial Conversion" then Column BA (AMOUNT) only will be converted based on selected currency (Column L) and Column BB (TAXES) value (INR) will be added to the converted values.
Note on K987: gepadmin: 1. If you choose "Full Conversion" then Column BA (AMOUNT) and Column BB (TAXES) BOTH values will be convert based on selected Currency in (Column L). 2. If you choose "Partial Conversion" then Column BA (AMOUNT) only will be converted based on selected currency (Column L) and Column BB (TAXES) value (INR) will be added to the converted values.
Note on K988: gepadmin: 1. If you choose "Full Conversion" then Column BA (AMOUNT) and Column BB (TAXES) BOTH values will be convert based on selected Currency in (Column L). 2. If you choose "Partial Conversion" then Column BA (AMOUNT) only will be converted based on selected currency (Column L) and Column BB (TAXES) value (INR) will be added to the converted values.
Note on K989: gepadmin: 1. If you choose "Full Conversion" then Column BA (AMOUNT) and Column BB (TAXES) BOTH values will be convert based on selected Currency in (Column L). 2. If you choose "Partial Conversion" then Column BA (AMOUNT) only will be converted based on selected currency (Column L) and Column BB (TAXES) value (INR) will be added to the converted values.
Note on K990: gepadmin: 1. If you choose "Full Conversion" then Column BA (AMOUNT) and Column BB (TAXES) BOTH values will be convert based on selected Currency in (Column L). 2. If you choose "Partial Conversion" then Column BA (AMOUNT) only will be converted based on selected currency (Column L) and Column BB (TAXES) value (INR) will be added to the converted values.
Note on K993: gepadmin: 1. If you choose "Full Conversion" then Column BA (AMOUNT) and Column BB (TAXES) BOTH values will be convert based on selected Currency in (Column L). 2. If you choose "Partial Conversion" then Column BA (AMOUNT) only will be converted based on selected currency (Column L) and Column BB (TAXES) value (INR) will be added to the converted values.
Note on K996: gepadmin: 1. If you choose "Full Conversion" then Column BA (AMOUNT) and Column BB (TAXES) BOTH values will be convert based on selected Currency in (Column L). 2. If you choose "Partial Conversion" then Column BA (AMOUNT) only will be converted based on selected currency (Column L) and Column BB (TAXES) value (INR) will be added to the converted values.
Note on K997: gepadmin: 1. If you choose "Full Conversion" then Column BA (AMOUNT) and Column BB (TAXES) BOTH values will be convert based on selected Currency in (Column L). 2. If you choose "Partial Conversion" then Column BA (AMOUNT) only will be converted based on selected currency (Column L) and Column BB (TAXES) value (INR) will be added to the converted values.
Note on K1000: gepadmin: 1. If you choose "Full Conversion" then Column BA (AMOUNT) and Column BB (TAXES) BOTH values will be convert based on selected Currency in (Column L). 2. If you choose "Partial Conversion" then Column BA (AMOUNT) only will be converted based on selected currency (Column L) and Column BB (TAXES) value (INR) will be added to the converted values.
Note on K1001: gepadmin: 1. If you choose "Full Conversion" then Column BA (AMOUNT) and Column BB (TAXES) BOTH values will be convert based on selected Currency in (Column L). 2. If you choose "Partial Conversion" then Column BA (AMOUNT) only will be converted based on selected currency (Column L) and Column BB (TAXES) value (INR) will be added to the converted values.
Note on K1002: gepadmin: 1. If you choose "Full Conversion" then Column BA (AMOUNT) and Column BB (TAXES) BOTH values will be convert based on selected Currency in (Column L). 2. If you choose "Partial Conversion" then Column BA (AMOUNT) only will be converted based on selected currency (Column L) and Column BB (TAXES) value (INR) will be added to the converted values.
Note on K1003: gepadmin: 1. If you choose "Full Conversion" then Column BA (AMOUNT) and Column BB (TAXES) BOTH values will be convert based on selected Currency in (Column L). 2. If you choose "Partial Conversion" then Column BA (AMOUNT) only will be converted based on selected currency (Column L) and Column BB (TAXES) value (INR) will be added to the converted values.
Note on K1006: gepadmin: 1. If you choose "Full Conversion" then Column BA (AMOUNT) and Column BB (TAXES) BOTH values will be convert based on selected Currency in (Column L). 2. If you choose "Partial Conversion" then Column BA (AMOUNT) only will be converted based on selected currency (Column L) and Column BB (TAXES) value (INR) will be added to the converted values.
Validate
Print
Help

## Macros
Please Enable Macros to View BoQ information